## Sheet1
Date Added | Reference # | HBS designation | Inverter Capacity (Var) | Useable capacity (kWh) | BESS manufacturer | BESS Model # | Battery System (BS) Manufacturer | Battery System (BS) Model # | Number of BESS/BS in system | Inverter manufacturer | Inverter model # | Smart controller/meter manufacturer | Smart controller/meter model # | Current sensor manufacturer | Current sensor model # | Other major component manufacturer | Other major component model # | Other major component manufacturer | Other major component model # | Battery Brand | SystemId | Metadata
25-Oct-18 | HBS1007 | sonnen hybrid 9.53/5 | 4600 | 4.5 | sonnen | hybrid 9.53/5 | NULL | NULL | 1 | NULL | NULL | NULL | NULL | NULL | NULL | NULL | NULL | NULL | NULL | sonnen | 7 | Date Added : 25-Oct-18, Reference # : HBS1007, HBS designation : sonnen hybrid 9.53/5, Inverter Capacity (Var) : 4600, Useable capacity (kWh) : 4.5, BESS manufacturer : sonnen, BESS Model # : hybrid 9.53/5, Battery System (BS) Manufacturer : NULL, Battery System (BS) Model # : NULL, Number of BESS/BS in system : 1, Inverter manufacturer : NULL, Inverter model # : NULL, Smart controller/meter manufacturer : NULL, Smart controller/meter model # : NULL, Current sensor manufacturer : NULL, Current sensor model # : NULL, Other major component manufacturer : NULL, Other major component model # : NULL, Other major component manufacturer : NULL, Other major component model # : NULL, Battery Brand : sonnen, SystemId : 7
25-Oct-18 | HBS1008 | sonnen hybrid 9.53/7.5 | 4600 | 6.8 | sonnen | hybrid 9.53/7.5 | NULL | NULL | 1 | NULL | NULL | NULL | NULL | NULL | NULL | NULL | NULL | NULL | NULL | sonnen | 8 | Date Added : 25-Oct-18, Reference # : HBS1008, HBS designation : sonnen hybrid 9.53/7.5, Inverter Capacity (Var) : 4600, Useable capacity (kWh) : 6.8, BESS manufacturer : sonnen, BESS Model # : hybrid 9.53/7.5, Battery System (BS) Manufacturer : NULL, Battery System (BS) Model # : NULL, Number of BESS/BS in system : 1, Inverter manufacturer : NULL, Inverter model # : NULL, Smart controller/meter manufacturer : NULL, Smart controller/meter model # : NULL, Current sensor manufacturer : NULL, Current sensor model # : NULL, Other major component manufacturer : NULL, Other major component model # : NULL, Other major component manufacturer : NULL, Other major component model # : NULL, Battery Brand : sonnen, SystemId : 8
25-Oct-18 | HBS1009 | sonnen hybrid 9.53/10 | 4600 | 9 | sonnen | hybrid 9.53/10 | NULL | NULL | 1 | NULL | NULL | NULL | NULL | NULL | NULL | NULL | NULL | NULL | NULL | sonnen | 9 | Date Added : 25-Oct-18, Reference # : HBS1009, HBS designation : sonnen hybrid 9.53/10, Inverter Capacity (Var) : 4600, Useable capacity (kWh) : 9, BESS manufacturer : sonnen, BESS Model # : hybrid 9.53/10, Battery System (BS) Manufacturer : NULL, Battery System (BS) Model # : NULL, Number of BESS/BS in system : 1, Inverter manufacturer : NULL, Inverter model # : NULL, Smart controller/meter manufacturer : NULL, Smart controller/meter model # : NULL, Current sensor manufacturer : NULL, Current sensor model # : NULL, Other major component manufacturer : NULL, Other major component model # : NULL, Other major component manufacturer : NULL, Other major component model # : NULL, Battery Brand : sonnen, SystemId : 9
25-Oct-18 | HBS1010 | sonnen hybrid 9.53/12.5 | 4600 | 11.3 | sonnen | hybrid 9.53/12.5 | NULL | NULL | 1 | NULL | NULL | NULL | NULL | NULL | NULL | NULL | NULL | NULL | NULL | sonnen | 10 | Date Added : 25-Oct-18, Reference # : HBS1010, HBS designation : sonnen hybrid 9.53/12.5, Inverter Capacity (Var) : 4600, Useable capacity (kWh) : 11.3, BESS manufacturer : sonnen, BESS Model # : hybrid 9.53/12.5, Battery System (BS) Manufacturer : NULL, Battery System (BS) Model # : NULL, Number of BESS/BS in system : 1, Inverter manufacturer : NULL, Inverter model # : NULL, Smart controller/meter manufacturer : NULL, Smart controller/meter model # : NULL, Current sensor manufacturer : NULL, Current sensor model # : NULL, Other major component manufacturer : NULL, Other major component model # : NULL, Other major component manufacturer : NULL, Other major component model # : NULL, Battery Brand : sonnen, SystemId : 10
25-Oct-18 | HBS1011 | sonnen hybrid 9.53/15 | 4600 | 13.5 | sonnen | hybrid 9.53/15 | NULL | NULL | 1 | NULL | NULL | NULL | NULL | NULL | NULL | NULL | NULL | NULL | NULL | sonnen | 11 | Date Added : 25-Oct-18, Reference # : HBS1011, HBS designation : sonnen hybrid 9.53/15, Inverter Capacity (Var) : 4600, Useable capacity (kWh) : 13.5, BESS manufacturer : sonnen, BESS Model # : hybrid 9.53/15, Battery System (BS) Manufacturer : NULL, Battery System (BS) Model # : NULL, Number of BESS/BS in system : 1, Inverter manufacturer : NULL, Inverter model # : NULL, Smart controller/meter manufacturer : NULL, Smart controller/meter model # : NULL, Current sensor manufacturer : NULL, Current sensor model # : NULL, Other major component manufacturer : NULL, Other major component model # : NULL, Other major component manufacturer : NULL, Other major component model # : NULL, Battery Brand : sonnen, SystemId : 11
25-Oct-18 | HBS1018 | sonnen eco 8.2/6 | 2500 | 6 | sonnen | eco 8.2/6 | NULL | NULL | 1 | NULL | NULL | NULL | NULL | NULL | NULL | NULL | NULL | NULL | NULL | sonnen | 18 | Date Added : 25-Oct-18, Reference # : HBS1018, HBS designation : sonnen eco 8.2/6, Inverter Capacity (Var) : 2500, Useable capacity (kWh) : 6, BESS manufacturer : sonnen, BESS Model # : eco 8.2/6, Battery System (BS) Manufacturer : NULL, Battery System (BS) Model # : NULL, Number of BESS/BS in system : 1, Inverter manufacturer : NULL, Inverter model # : NULL, Smart controller/meter manufacturer : NULL, Smart controller/meter model # : NULL, Current sensor manufacturer : NULL, Current sensor model # : NULL, Other major component manufacturer : NULL, Other major component model # : NULL, Other major component manufacturer : NULL, Other major component model # : NULL, Battery Brand : sonnen, SystemId : 18
25-Oct-18 | HBS1019 | sonnen eco 8.2/8 | 2500 | 8 | sonnen | eco 8.2/8 | NULL | NULL | 1 | NULL | NULL | NULL | NULL | NULL | NULL | NULL | NULL | NULL | NULL | sonnen | 19 | Date Added : 25-Oct-18, Reference # : HBS1019, HBS designation : sonnen eco 8.2/8, Inverter Capacity (Var) : 2500, Useable capacity (kWh) : 8, BESS manufacturer : sonnen, BESS Model # : eco 8.2/8, Battery System (BS) Manufacturer : NULL, Battery System (BS) Model # : NULL, Number of BESS/BS in system : 1, Inverter manufacturer : NULL, Inverter model # : NULL, Smart controller/meter manufacturer : NULL, Smart controller/meter model # : NULL, Current sensor manufacturer : NULL, Current sensor model # : NULL, Other major component manufacturer : NULL, Other major component model # : NULL, Other major component manufacturer : NULL, Other major component model # : NULL, Battery Brand : sonnen, SystemId : 19
25-Oct-18 | HBS1020 | sonnen eco 8.2/10 | 2500 | 10 | sonnen | eco 8.2/10 | NULL | NULL | 1 | NULL | NULL | NULL | NULL | NULL | NULL | NULL | NULL | NULL | NULL | sonnen | 20 | Date Added : 25-Oct-18, Reference # : HBS1020, HBS designation : sonnen eco 8.2/10, Inverter Capacity (Var) : 2500, Useable capacity (kWh) : 10, BESS manufacturer : sonnen, BESS Model # : eco 8.2/10, Battery System (BS) Manufacturer : NULL, Battery System (BS) Model # : NULL, Number of BESS/BS in system : 1, Inverter manufacturer : NULL, Inverter model # : NULL, Smart controller/meter manufacturer : NULL, Smart controller/meter model # : NULL, Current sensor manufacturer : NULL, Current sensor model # : NULL, Other major component manufacturer : NULL, Other major component model # : NULL, Other major component manufacturer : NULL, Other major component model # : NULL, Battery Brand : sonnen, SystemId : 20
25-Oct-18 | HBS1021 | sonnen eco 8.2/12 | 2500 | 12 | sonnen | eco 8.2/12 | NULL | NULL | 1 | NULL | NULL | NULL | NULL | NULL | NULL | NULL | NULL | NULL | NULL | sonnen | 21 | Date Added : 25-Oct-18, Reference # : HBS1021, HBS designation : sonnen eco 8.2/12, Inverter Capacity (Var) : 2500, Useable capacity (kWh) : 12, BESS manufacturer : sonnen, BESS Model # : eco 8.2/12, Battery System (BS) Manufacturer : NULL, Battery System (BS) Model # : NULL, Number of BESS/BS in system : 1, Inverter manufacturer : NULL, Inverter model # : NULL, Smart controller/meter manufacturer : NULL, Smart controller/meter model # : NULL, Current sensor manufacturer : NULL, Current sensor model # : NULL, Other major component manufacturer : NULL, Other major component model # : NULL, Other major component manufacturer : NULL, Other major component model # : NULL, Battery Brand : sonnen, SystemId : 21
25-Oct-18 | HBS1022 | sonnen eco 8.2/14 | 2500 | 14 | sonnen | eco 8.2/14 | NULL | NULL | 1 | NULL | NULL | NULL | NULL | NULL | NULL | NULL | NULL | NULL | NULL | sonnen | 22 | Date Added : 25-Oct-18, Reference # : HBS1022, HBS designation : sonnen eco 8.2/14, Inverter Capacity (Var) : 2500, Useable capacity (kWh) : 14, BESS manufacturer : sonnen, BESS Model # : eco 8.2/14, Battery System (BS) Manufacturer : NULL, Battery System (BS) Model # : NULL, Number of BESS/BS in system : 1, Inverter manufacturer : NULL, Inverter model # : NULL, Smart controller/meter manufacturer : NULL, Smart controller/meter model # : NULL, Current sensor manufacturer : NULL, Current sensor model # : NULL, Other major component manufacturer : NULL, Other major component model # : NULL, Other major component manufacturer : NULL, Other major component model # : NULL, Battery Brand : sonnen, SystemId : 22
25-Oct-18 | HBS1023 | sonnen eco 8.2/16 | 2500 | 16 | sonnen | eco 8.2/16 | NULL | NULL | 1 | NULL | NULL | NULL | NULL | NULL | NULL | NULL | NULL | NULL | NULL | sonnen | 23 | Date Added : 25-Oct-18, Reference # : HBS1023, HBS designation : sonnen eco 8.2/16, Inverter Capacity (Var) : 2500, Useable capacity (kWh) : 16, BESS manufacturer : sonnen, BESS Model # : eco 8.2/16, Battery System (BS) Manufacturer : NULL, Battery System (BS) Model # : NULL, Number of BESS/BS in system : 1, Inverter manufacturer : NULL, Inverter model # : NULL, Smart controller/meter manufacturer : NULL, Smart controller/meter model # : NULL, Current sensor manufacturer : NULL, Current sensor model # : NULL, Other major component manufacturer : NULL, Other major component model # : NULL, Other major component manufacturer : NULL, Other major component model # : NULL, Battery Brand : sonnen, SystemId : 23
13-Nov-18 | HBS1031 | Alpha-ESS Storion SMILE5 11.5 (SMILE5-INV + 2xSMILE5-BAT) | 4600 | 11 | NULL | NULL | Alpha-ESS | SMILE5-BAT | 2 | Alpha-ESS | SMILE5-INV | NULL | NULL | NULL | NULL | NULL | NULL | NULL | NULL | Alpha-ESS | 31 | Date Added : 13-Nov-18, Reference # : HBS1031, HBS designation : Alpha-ESS Storion SMILE5 11.5 (SMILE5-INV + 2xSMILE5-BAT), Inverter Capacity (Var) : 4600, Useable capacity (kWh) : 11, BESS manufacturer : NULL, BESS Model # : NULL, Battery System (BS) Manufacturer : Alpha-ESS, Battery System (BS) Model # : SMILE5-BAT, Number of BESS/BS in system : 2, Inverter manufacturer : Alpha-ESS, Inverter model # : SMILE5-INV, Smart controller/meter manufacturer : NULL, Smart controller/meter model # : NULL, Current sensor manufacturer : NULL, Current sensor model # : NULL, Other major component manufacturer : NULL, Other major component model # : NULL, Other major component manufacturer : NULL, Other major component model # : NULL, Battery Brand : Alpha-ESS, SystemId : 31
13-Nov-18 | HBS1032 | Alpha-ESS Storion SMILE5 17.2 (SMILE5-INV + 3xSMILE5-BAT) | 4600 | 16.5 | NULL | NULL | Alpha-ESS | SMILE5-BAT | 3 | Alpha-ESS | SMILE5-INV | NULL | NULL | NULL | NULL | NULL | NULL | NULL | NULL | Alpha-ESS | 32 | Date Added : 13-Nov-18, Reference # : HBS1032, HBS designation : Alpha-ESS Storion SMILE5 17.2 (SMILE5-INV + 3xSMILE5-BAT), Inverter Capacity (Var) : 4600, Useable capacity (kWh) : 16.5, BESS manufacturer : NULL, BESS Model # : NULL, Battery System (BS) Manufacturer : Alpha-ESS, Battery System (BS) Model # : SMILE5-BAT, Number of BESS/BS in system : 3, Inverter manufacturer : Alpha-ESS, Inverter model # : SMILE5-INV, Smart controller/meter manufacturer : NULL, Smart controller/meter model # : NULL, Current sensor manufacturer : NULL, Current sensor model # : NULL, Other major component manufacturer : NULL, Other major component model # : NULL, Other major component manufacturer : NULL, Other major component model # : NULL, Battery Brand : Alpha-ESS, SystemId : 32
13-Nov-18 | HBS1030 | Alpha-ESS Storion SMILE5 5.7 (SMILE5-INV + 1xSMILE5-BAT) | 4600 | 5.5 | NULL | NULL | Alpha-ESS | SMILE5-BAT | 1 | Alpha-ESS | SMILE5-INV | NULL | NULL | NULL | NULL | NULL | NULL | NULL | NULL | Alpha-ESS | 30 | Date Added : 13-Nov-18, Reference # : HBS1030, HBS designation : Alpha-ESS Storion SMILE5 5.7 (SMILE5-INV + 1xSMILE5-BAT), Inverter Capacity (Var) : 4600, Useable capacity (kWh) : 5.5, BESS manufacturer : NULL, BESS Model # : NULL, Battery System (BS) Manufacturer : Alpha-ESS, Battery System (BS) Model # : SMILE5-BAT, Number of BESS/BS in system : 1, Inverter manufacturer : Alpha-ESS, Inverter model # : SMILE5-INV, Smart controller/meter manufacturer : NULL, Smart controller/meter model # : NULL, Current sensor manufacturer : NULL, Current sensor model # : NULL, Other major component manufacturer : NULL, Other major component model # : NULL, Other major component manufacturer : NULL, Other major component model # : NULL, Battery Brand : Alpha-ESS, SystemId : 30
13-Nov-18 | HBS1034 | Alpha-ESS Storion SMILEB3-GW 11.5 (GW3600S-BP inverter + 2xSMILE5-BAT) | 3680 | 11 | NULL | NULL | Alpha-ESS | SMILE5-BAT | 2 | GoodWe | GW3600S-BP | NULL | NULL | NULL | NULL | NULL | NULL | NULL | NULL | Alpha-ESS | 34 | Date Added : 13-Nov-18, Reference # : HBS1034, HBS designation : Alpha-ESS Storion SMILEB3-GW 11.5 (GW3600S-BP inverter + 2xSMILE5-BAT), Inverter Capacity (Var) : 3680, Useable capacity (kWh) : 11, BESS manufacturer : NULL, BESS Model # : NULL, Battery System (BS) Manufacturer : Alpha-ESS, Battery System (BS) Model # : SMILE5-BAT, Number of BESS/BS in system : 2, Inverter manufacturer : GoodWe, Inverter model # : GW3600S-BP, Smart controller/meter manufacturer : NULL, Smart controller/meter model # : NULL, Current sensor manufacturer : NULL, Current sensor model # : NULL, Other major component manufacturer : NULL, Other major component model # : NULL, Other major component manufacturer : NULL, Other major component model # : NULL, Battery Brand : Alpha-ESS, SystemId : 34
13-Nov-18 | HBS1035 | Alpha-ESS Storion SMILEB3-GW 17.2 (GW3600S-BP inverter + 3xSMILE5-BAT) | 3680 | 16.5 | NULL | NULL | Alpha-ESS | SMILE5-BAT | 3 | GoodWe | GW3600S-BP | NULL | NULL | NULL | NULL | NULL | NULL | NULL | NULL | Alpha-ESS | 35 | Date Added : 13-Nov-18, Reference # : HBS1035, HBS designation : Alpha-ESS Storion SMILEB3-GW 17.2 (GW3600S-BP inverter + 3xSMILE5-BAT), Inverter Capacity (Var) : 3680, Useable capacity (kWh) : 16.5, BESS manufacturer : NULL, BESS Model # : NULL, Battery System (BS) Manufacturer : Alpha-ESS, Battery System (BS) Model # : SMILE5-BAT, Number of BESS/BS in system : 3, Inverter manufacturer : GoodWe, Inverter model # : GW3600S-BP, Smart controller/meter manufacturer : NULL, Smart controller/meter model # : NULL, Current sensor manufacturer : NULL, Current sensor model # : NULL, Other major component manufacturer : NULL, Other major component model # : NULL, Other major component manufacturer : NULL, Other major component model # : NULL, Battery Brand : Alpha-ESS, SystemId : 35
13-Nov-18 | HBS1033 | Alpha-ESS Storion SMILEB3-GW 5.7 (GW3600S-BP inverter + 1xSMILE5-BAT) | 3680 | 5.5 | NULL | NULL | Alpha-ESS | SMILE5-BAT | 1 | GoodWe | GW3600S-BP | NULL | NULL | NULL | NULL | NULL | NULL | NULL | NULL | Alpha-ESS | 33 | Date Added : 13-Nov-18, Reference # : HBS1033, HBS designation : Alpha-ESS Storion SMILEB3-GW 5.7 (GW3600S-BP inverter + 1xSMILE5-BAT), Inverter Capacity (Var) : 3680, Useable capacity (kWh) : 5.5, BESS manufacturer : NULL, BESS Model # : NULL, Battery System (BS) Manufacturer : Alpha-ESS, Battery System (BS) Model # : SMILE5-BAT, Number of BESS/BS in system : 1, Inverter manufacturer : GoodWe, Inverter model # : GW3600S-BP, Smart controller/meter manufacturer : NULL, Smart controller/meter model # : NULL, Current sensor manufacturer : NULL, Current sensor model # : NULL, Other major component manufacturer : NULL, Other major component model # : NULL, Other major component manufacturer : NULL, Other major component model # : NULL, Battery Brand : Alpha-ESS, SystemId : 33
13-Nov-18 | HBS1037 | Alpha-ESS Storion SMILEB3-SF 11.5 (ME3000SP inverter + 2xSMILE5-BAT) | 3000 | 11 | NULL | NULL | Alpha-ESS | SMILE5-BAT | 2 | Shenzhen SOFAR SOLAR Co Ltd | ME 3000SP | NULL | NULL | NULL | NULL | NULL | NULL | NULL | NULL | Alpha-ESS | 37 | Date Added : 13-Nov-18, Reference # : HBS1037, HBS designation : Alpha-ESS Storion SMILEB3-SF 11.5 (ME3000SP inverter + 2xSMILE5-BAT), Inverter Capacity (Var) : 3000, Useable capacity (kWh) : 11, BESS manufacturer : NULL, BESS Model # : NULL, Battery System (BS) Manufacturer : Alpha-ESS, Battery System (BS) Model # : SMILE5-BAT, Number of BESS/BS in system : 2, Inverter manufacturer : Shenzhen SOFAR SOLAR Co Ltd, Inverter model # : ME 3000SP, Smart controller/meter manufacturer : NULL, Smart controller/meter model # : NULL, Current sensor manufacturer : NULL, Current sensor model # : NULL, Other major component manufacturer : NULL, Other major component model # : NULL, Other major component manufacturer : NULL, Other major component model # : NULL, Battery Brand : Alpha-ESS, SystemId : 37
13-Nov-18 | HBS1038 | Alpha-ESS Storion SMILEB3-SF 17.2 (ME3000SP inverter + 3xSMILE5-BAT) | 3000 | 16.5 | NULL | NULL | Alpha-ESS | SMILE5-BAT | 3 | Shenzhen SOFAR SOLAR Co Ltd | ME 3000SP | NULL | NULL | NULL | NULL | NULL | NULL | NULL | NULL | Alpha-ESS | 38 | Date Added : 13-Nov-18, Reference # : HBS1038, HBS designation : Alpha-ESS Storion SMILEB3-SF 17.2 (ME3000SP inverter + 3xSMILE5-BAT), Inverter Capacity (Var) : 3000, Useable capacity (kWh) : 16.5, BESS manufacturer : NULL, BESS Model # : NULL, Battery System (BS) Manufacturer : Alpha-ESS, Battery System (BS) Model # : SMILE5-BAT, Number of BESS/BS in system : 3, Inverter manufacturer : Shenzhen SOFAR SOLAR Co Ltd, Inverter model # : ME 3000SP, Smart controller/meter manufacturer : NULL, Smart controller/meter model # : NULL, Current sensor manufacturer : NULL, Current sensor model # : NULL, Other major component manufacturer : NULL, Other major component model # : NULL, Other major component manufacturer : NULL, Other major component model # : NULL, Battery Brand : Alpha-ESS, SystemId : 38
13-Nov-18 | HBS1036 | Alpha-ESS Storion SMILEB3-SF 5.7 (ME3000SP inverter + 1xSMILE5-BAT) | 3000 | 5.5 | NULL | NULL | Alpha-ESS | SMILE5-BAT | 1 | Shenzhen SOFAR SOLAR Co Ltd | ME 3000SP | NULL | NULL | NULL | NULL | NULL | NULL | NULL | NULL | Alpha-ESS | 36 | Date Added : 13-Nov-18, Reference # : HBS1036, HBS designation : Alpha-ESS Storion SMILEB3-SF 5.7 (ME3000SP inverter + 1xSMILE5-BAT), Inverter Capacity (Var) : 3000, Useable capacity (kWh) : 5.5, BESS manufacturer : NULL, BESS Model # : NULL, Battery System (BS) Manufacturer : Alpha-ESS, Battery System (BS) Model # : SMILE5-BAT, Number of BESS/BS in system : 1, Inverter manufacturer : Shenzhen SOFAR SOLAR Co Ltd, Inverter model # : ME 3000SP, Smart controller/meter manufacturer : NULL, Smart controller/meter model # : NULL, Current sensor manufacturer : NULL, Current sensor model # : NULL, Other major component manufacturer : NULL, Other major component model # : NULL, Other major component manufacturer : NULL, Other major component model # : NULL, Battery Brand : Alpha-ESS, SystemId : 36
13-Nov-18 | HBS1040 | Alpha-ESS Storion SMILEB5-GW 11.5 (GW5000S-BP inverter + 2xSMILE5-BAT) | 5000 | 11 | NULL | NULL | Alpha-ESS | SMILE5-BAT | 2 | GoodWe | GW5000S-BP | NULL | NULL | NULL | NULL | NULL | NULL | NULL | NULL | Alpha-ESS | 40 | Date Added : 13-Nov-18, Reference # : HBS1040, HBS designation : Alpha-ESS Storion SMILEB5-GW 11.5 (GW5000S-BP inverter + 2xSMILE5-BAT), Inverter Capacity (Var) : 5000, Useable capacity (kWh) : 11, BESS manufacturer : NULL, BESS Model # : NULL, Battery System (BS) Manufacturer : Alpha-ESS, Battery System (BS) Model # : SMILE5-BAT, Number of BESS/BS in system : 2, Inverter manufacturer : GoodWe, Inverter model # : GW5000S-BP, Smart controller/meter manufacturer : NULL, Smart controller/meter model # : NULL, Current sensor manufacturer : NULL, Current sensor model # : NULL, Other major component manufacturer : NULL, Other major component model # : NULL, Other major component manufacturer : NULL, Other major component model # : NULL, Battery Brand : Alpha-ESS, SystemId : 40
13-Nov-18 | HBS1041 | Alpha-ESS Storion SMILEB5-GW 17.2 (GW5000S-BP inverter + 3xSMILE5-BAT) | 5000 | 16.5 | NULL | NULL | Alpha-ESS | SMILE5-BAT | 3 | GoodWe | GW5000S-BP | NULL | NULL | NULL | NULL | NULL | NULL | NULL | NULL | Alpha-ESS | 41 | Date Added : 13-Nov-18, Reference # : HBS1041, HBS designation : Alpha-ESS Storion SMILEB5-GW 17.2 (GW5000S-BP inverter + 3xSMILE5-BAT), Inverter Capacity (Var) : 5000, Useable capacity (kWh) : 16.5, BESS manufacturer : NULL, BESS Model # : NULL, Battery System (BS) Manufacturer : Alpha-ESS, Battery System (BS) Model # : SMILE5-BAT, Number of BESS/BS in system : 3, Inverter manufacturer : GoodWe, Inverter model # : GW5000S-BP, Smart controller/meter manufacturer : NULL, Smart controller/meter model # : NULL, Current sensor manufacturer : NULL, Current sensor model # : NULL, Other major component manufacturer : NULL, Other major component model # : NULL, Other major component manufacturer : NULL, Other major component model # : NULL, Battery Brand : Alpha-ESS, SystemId : 41
13-Nov-18 | HBS1039 | Alpha-ESS Storion SMILEB5-GW 5.7 (GW5000S-BP inverter + 1xSMILE5-BAT) | 5000 | 5.5 | NULL | NULL | Alpha-ESS | SMILE5-BAT | 1 | GoodWe | GW5000S-BP | NULL | NULL | NULL | NULL | NULL | NULL | NULL | NULL | Alpha-ESS | 39 | Date Added : 13-Nov-18, Reference # : HBS1039, HBS designation : Alpha-ESS Storion SMILEB5-GW 5.7 (GW5000S-BP inverter + 1xSMILE5-BAT), Inverter Capacity (Var) : 5000, Useable capacity (kWh) : 5.5, BESS manufacturer : NULL, BESS Model # : NULL, Battery System (BS) Manufacturer : Alpha-ESS, Battery System (BS) Model # : SMILE5-BAT, Number of BESS/BS in system : 1, Inverter manufacturer : GoodWe, Inverter model # : GW5000S-BP, Smart controller/meter manufacturer : NULL, Smart controller/meter model # : NULL, Current sensor manufacturer : NULL, Current sensor model # : NULL, Other major component manufacturer : NULL, Other major component model # : NULL, Other major component manufacturer : NULL, Other major component model # : NULL, Battery Brand : Alpha-ESS, SystemId : 39
30-Nov-18 | HBS1042 | Eguana Evolve 0513 | 5000 | 12.2 | Eguana Technologies Inc. | Evolve ACB05-LP | NULL | NULL | 1 | NULL | NULL | NULL | NULL | NULL | NULL | NULL | NULL | NULL | NULL | Eguana Technologies Inc. | 42 | Date Added : 30-Nov-18, Reference # : HBS1042, HBS designation : Eguana Evolve 0513, Inverter Capacity (Var) : 5000, Useable capacity (kWh) : 12.2, BESS manufacturer : Eguana Technologies Inc., BESS Model # : Evolve ACB05-LP, Battery System (BS) Manufacturer : NULL, Battery System (BS) Model # : NULL, Number of BESS/BS in system : 1, Inverter manufacturer : NULL, Inverter model # : NULL, Smart controller/meter manufacturer : NULL, Smart controller/meter model # : NULL, Current sensor manufacturer : NULL, Current sensor model # : NULL, Other major component manufacturer : NULL, Other major component model # : NULL, Other major component manufacturer : NULL, Other major component model # : NULL, Battery Brand : Eguana Technologies Inc., SystemId : 42
17-Dec-18 | HBS1050 | Enphase AC Battery IQ7-B1200-LN-I-INT w/ Envoy-S Metered Gateway | 270 | 1.2 | Enphase | AC Battery IQ7-B1200-LN-I-INT | NULL | NULL | 1 | NULL | NULL | NULL | NULL | NULL | NULL | Enphase | Envoy-S Metered Gateway | NULL | NULL | Enphase | 50 | Date Added : 17-Dec-18, Reference # : HBS1050, HBS designation : Enphase AC Battery IQ7-B1200-LN-I-INT w/ Envoy-S Metered Gateway, Inverter Capacity (Var) : 270, Useable capacity (kWh) : 1.2, BESS manufacturer : Enphase, BESS Model # : AC Battery IQ7-B1200-LN-I-INT, Battery System (BS) Manufacturer : NULL, Battery System (BS) Model # : NULL, Number of BESS/BS in system : 1, Inverter manufacturer : NULL, Inverter model # : NULL, Smart controller/meter manufacturer : NULL, Smart controller/meter model # : NULL, Current sensor manufacturer : NULL, Current sensor model # : NULL, Other major component manufacturer : Enphase, Other major component model # : Envoy-S Metered Gateway, Other major component manufacturer : NULL, Other major component model # : NULL, Battery Brand : Enphase, SystemId : 50
17-Dec-18 | HBS1044 | LG Chem RESU3.3 w/ Sungrow SH5K-20 inverter | 5000 | 2.9 | NULL | NULL | LGChem | RESU3.3 | 1 | Sungrow | SH5K-20 | NULL | NULL | NULL | NULL | NULL | NULL | NULL | NULL | LGChem | 44 | Date Added : 17-Dec-18, Reference # : HBS1044, HBS designation : LG Chem RESU3.3 w/ Sungrow SH5K-20 inverter, Inverter Capacity (Var) : 5000, Useable capacity (kWh) : 2.9, BESS manufacturer : NULL, BESS Model # : NULL, Battery System (BS) Manufacturer : LGChem, Battery System (BS) Model # : RESU3.3, Number of BESS/BS in system : 1, Inverter manufacturer : Sungrow, Inverter model # : SH5K-20, Smart controller/meter manufacturer : NULL, Smart controller/meter model # : NULL, Current sensor manufacturer : NULL, Current sensor model # : NULL, Other major component manufacturer : NULL, Other major component model # : NULL, Other major component manufacturer : NULL, Other major component model # : NULL, Battery Brand : LGChem, SystemId : 44
17-Dec-18 | HBS1045 | LG Chem RESU6.5 w/ Sungrow SH5K-20 inverter | 5000 | 5.9 | NULL | NULL | LGChem | RESU6.5 | 1 | Sungrow | SH5K-20 | NULL | NULL | NULL | NULL | NULL | NULL | NULL | NULL | LGChem | 45 | Date Added : 17-Dec-18, Reference # : HBS1045, HBS designation : LG Chem RESU6.5 w/ Sungrow SH5K-20 inverter, Inverter Capacity (Var) : 5000, Useable capacity (kWh) : 5.9, BESS manufacturer : NULL, BESS Model # : NULL, Battery System (BS) Manufacturer : LGChem, Battery System (BS) Model # : RESU6.5, Number of BESS/BS in system : 1, Inverter manufacturer : Sungrow, Inverter model # : SH5K-20, Smart controller/meter manufacturer : NULL, Smart controller/meter model # : NULL, Current sensor manufacturer : NULL, Current sensor model # : NULL, Other major component manufacturer : NULL, Other major component model # : NULL, Other major component manufacturer : NULL, Other major component model # : NULL, Battery Brand : LGChem, SystemId : 45
17-Dec-18 | HBS1046 | LG Chem RESU10 w/ Sungrow SH5K-20 inverter | 5000 | 8.8 | NULL | NULL | LGChem | RESU10 | 1 | Sungrow | SH5K-20 | NULL | NULL | NULL | NULL | NULL | NULL | NULL | NULL | LGChem | 46 | Date Added : 17-Dec-18, Reference # : HBS1046, HBS designation : LG Chem RESU10 w/ Sungrow SH5K-20 inverter, Inverter Capacity (Var) : 5000, Useable capacity (kWh) : 8.8, BESS manufacturer : NULL, BESS Model # : NULL, Battery System (BS) Manufacturer : LGChem, Battery System (BS) Model # : RESU10, Number of BESS/BS in system : 1, Inverter manufacturer : Sungrow, Inverter model # : SH5K-20, Smart controller/meter manufacturer : NULL, Smart controller/meter model # : NULL, Current sensor manufacturer : NULL, Current sensor model # : NULL, Other major component manufacturer : NULL, Other major component model # : NULL, Other major component manufacturer : NULL, Other major component model # : NULL, Battery Brand : LGChem, SystemId : 46
17-Dec-18 | HBS1047 | LG Chem RESU6.5 (2 off) w/ Sungrow SH5K-20 inverter | 5000 | 11.8 | NULL | NULL | LGChem | RESU6.5 | 2 | Sungrow | SH5K-20 | NULL | NULL | NULL | NULL | LGChem | RESU Plus | NULL | NULL | LGChem | 47 | Date Added : 17-Dec-18, Reference # : HBS1047, HBS designation : LG Chem RESU6.5 (2 off) w/ Sungrow SH5K-20 inverter, Inverter Capacity (Var) : 5000, Useable capacity (kWh) : 11.8, BESS manufacturer : NULL, BESS Model # : NULL, Battery System (BS) Manufacturer : LGChem, Battery System (BS) Model # : RESU6.5, Number of BESS/BS in system : 2, Inverter manufacturer : Sungrow, Inverter model # : SH5K-20, Smart controller/meter manufacturer : NULL, Smart controller/meter model # : NULL, Current sensor manufacturer : NULL, Current sensor model # : NULL, Other major component manufacturer : LGChem, Other major component model # : RESU Plus, Other major component manufacturer : NULL, Other major component model # : NULL, Battery Brand : LGChem, SystemId : 47
17-Dec-18 | HBS1048 | LG Chem RESU6.5 + RESU10 w/ Sungrow SH5K-20 inverter | 5000 | 14.7 | NULL | NULL | LGChem | RESU6.5, RESU10 | 2 | Sungrow | SH5K-20 | NULL | NULL | NULL | NULL | LGChem | RESU Plus | NULL | NULL | LGChem | 48 | Date Added : 17-Dec-18, Reference # : HBS1048, HBS designation : LG Chem RESU6.5 + RESU10 w/ Sungrow SH5K-20 inverter, Inverter Capacity (Var) : 5000, Useable capacity (kWh) : 14.7, BESS manufacturer : NULL, BESS Model # : NULL, Battery System (BS) Manufacturer : LGChem, Battery System (BS) Model # : RESU6.5, RESU10, Number of BESS/BS in system : 2, Inverter manufacturer : Sungrow, Inverter model # : SH5K-20, Smart controller/meter manufacturer : NULL, Smart controller/meter model # : NULL, Current sensor manufacturer : NULL, Current sensor model # : NULL, Other major component manufacturer : LGChem, Other major component model # : RESU Plus, Other major component manufacturer : NULL, Other major component model # : NULL, Battery Brand : LGChem, SystemId : 48
17-Dec-18 | HBS1049 | LG Chem RESU10 (2 off) w/ Sungrow SH5K-20 inverter | 5000 | 17.6 | NULL | NULL | LGChem | RESU10 | 2 | Sungrow | SH5K-20 | NULL | NULL | NULL | NULL | LGChem | RESU Plus | NULL | NULL | LGChem | 49 | Date Added : 17-Dec-18, Reference # : HBS1049, HBS designation : LG Chem RESU10 (2 off) w/ Sungrow SH5K-20 inverter, Inverter Capacity (Var) : 5000, Useable capacity (kWh) : 17.6, BESS manufacturer : NULL, BESS Model # : NULL, Battery System (BS) Manufacturer : LGChem, Battery System (BS) Model # : RESU10, Number of BESS/BS in system : 2, Inverter manufacturer : Sungrow, Inverter model # : SH5K-20, Smart controller/meter manufacturer : NULL, Smart controller/meter model # : NULL, Current sensor manufacturer : NULL, Current sensor model # : NULL, Other major component manufacturer : LGChem, Other major component model # : RESU Plus, Other major component manufacturer : NULL, Other major component model # : NULL, Battery Brand : LGChem, SystemId : 49
17-Dec-18 | HBS1043 | Tesla Powerwall 2 AC wth Backup Gateway | 5000 | 13.5 | Tesla | Powerwall 2 | NULL | NULL | 1 | NULL | NULL | NULL | NULL | NULL | NULL | Tesla | Backup Gateway | NULL | NULL | Tesla | 43 | Date Added : 17-Dec-18, Reference # : HBS1043, HBS designation : Tesla Powerwall 2 AC wth Backup Gateway, Inverter Capacity (Var) : 5000, Useable capacity (kWh) : 13.5, BESS manufacturer : Tesla, BESS Model # : Powerwall 2, Battery System (BS) Manufacturer : NULL, Battery System (BS) Model # : NULL, Number of BESS/BS in system : 1, Inverter manufacturer : NULL, Inverter model # : NULL, Smart controller/meter manufacturer : NULL, Smart controller/meter model # : NULL, Current sensor manufacturer : NULL, Current sensor model # : NULL, Other major component manufacturer : Tesla, Other major component model # : Backup Gateway, Other major component manufacturer : NULL, Other major component model # : NULL, Battery Brand : Tesla, SystemId : 43
03-Jan-19 | HBS1057 | LG Chem RESU10H w/ SolarEdge SE5000-AUS inverter, SE meter | 4985 | 9.3 | NULL | NULL | LGChem | RESU10H-R | 1 | SolarEdge | SE5000-AUS20NNB2 | SolarEdge | SE-WND-3Y400-MB-K1 | SolarEdge | SE-ACT-0750 | NULL | NULL | NULL | NULL | LGChem | 51 | Date Added : 03-Jan-19, Reference # : HBS1057, HBS designation : LG Chem RESU10H w/ SolarEdge SE5000-AUS inverter, SE meter, Inverter Capacity (Var) : 4985, Useable capacity (kWh) : 9.3, BESS manufacturer : NULL, BESS Model # : NULL, Battery System (BS) Manufacturer : LGChem, Battery System (BS) Model # : RESU10H-R, Number of BESS/BS in system : 1, Inverter manufacturer : SolarEdge, Inverter model # : SE5000-AUS20NNB2, Smart controller/meter manufacturer : SolarEdge, Smart controller/meter model # : SE-WND-3Y400-MB-K1, Current sensor manufacturer : SolarEdge, Current sensor model # : SE-ACT-0750, Other major component manufacturer : NULL, Other major component model # : NULL, Other major component manufacturer : NULL, Other major component model # : NULL, Battery Brand : LGChem, SystemId : 51
03-Jan-19 | HBS1058 | LG Chem RESU10H (2 off) w/ SolarEdge SE5000-AUS inverter, SE meter | 6000 | 18.6 | NULL | NULL | LGChem | RESU10H-R, RESU10H-R Expansion | 2 | SolarEdge | SE5000-AUS20NNB2 | SolarEdge | SE-WND-3Y400-MB-K1 | SolarEdge | SE-ACT-0750 | NULL | NULL | NULL | NULL | LGChem | 52 | Date Added : 03-Jan-19, Reference # : HBS1058, HBS designation : LG Chem RESU10H (2 off) w/ SolarEdge SE5000-AUS inverter, SE meter, Inverter Capacity (Var) : 6000, Useable capacity (kWh) : 18.6, BESS manufacturer : NULL, BESS Model # : NULL, Battery System (BS) Manufacturer : LGChem, Battery System (BS) Model # : RESU10H-R, RESU10H-R Expansion, Number of BESS/BS in system : 2, Inverter manufacturer : SolarEdge, Inverter model # : SE5000-AUS20NNB2, Smart controller/meter manufacturer : SolarEdge, Smart controller/meter model # : SE-WND-3Y400-MB-K1, Current sensor manufacturer : SolarEdge, Current sensor model # : SE-ACT-0750, Other major component manufacturer : NULL, Other major component model # : NULL, Other major component manufacturer : NULL, Other major component model # : NULL, Battery Brand : LGChem, SystemId : 52
07-Jan-19 | HBS1059 | LG Chem RESU10H w/ SolarEdge SE6000-AUS inverter, SE meter | 6000 | 9.3 | NULL | NULL | LGChem | RESU10H-R | 1 | SolarEdge | SE6000-AUS20NNB2 | SolarEdge | SE-WND-3Y400-MB-K1 | SolarEdge | SE-ACT-0750 | NULL | NULL | NULL | NULL | LGChem | 53 | Date Added : 07-Jan-19, Reference # : HBS1059, HBS designation : LG Chem RESU10H w/ SolarEdge SE6000-AUS inverter, SE meter, Inverter Capacity (Var) : 6000, Useable capacity (kWh) : 9.3, BESS manufacturer : NULL, BESS Model # : NULL, Battery System (BS) Manufacturer : LGChem, Battery System (BS) Model # : RESU10H-R, Number of BESS/BS in system : 1, Inverter manufacturer : SolarEdge, Inverter model # : SE6000-AUS20NNB2, Smart controller/meter manufacturer : SolarEdge, Smart controller/meter model # : SE-WND-3Y400-MB-K1, Current sensor manufacturer : SolarEdge, Current sensor model # : SE-ACT-0750, Other major component manufacturer : NULL, Other major component model # : NULL, Other major component manufacturer : NULL, Other major component model # : NULL, Battery Brand : LGChem, SystemId : 53
07-Jan-19 | HBS1060 | LG Chem RESU10H (2 off) w/ SolarEdge SE6000-AUS inverter, SE meter | 6000 | 18.6 | NULL | NULL | LGChem | RESU10H-R, RESU10H-R Expansion | 2 | SolarEdge | SE6000-AUS20NNB2 | SolarEdge | SE-WND-3Y400-MB-K1 | SolarEdge | SE-ACT-0750 | NULL | NULL | NULL | NULL | LGChem | 54 | Date Added : 07-Jan-19, Reference # : HBS1060, HBS designation : LG Chem RESU10H (2 off) w/ SolarEdge SE6000-AUS inverter, SE meter, Inverter Capacity (Var) : 6000, Useable capacity (kWh) : 18.6, BESS manufacturer : NULL, BESS Model # : NULL, Battery System (BS) Manufacturer : LGChem, Battery System (BS) Model # : RESU10H-R, RESU10H-R Expansion, Number of BESS/BS in system : 2, Inverter manufacturer : SolarEdge, Inverter model # : SE6000-AUS20NNB2, Smart controller/meter manufacturer : SolarEdge, Smart controller/meter model # : SE-WND-3Y400-MB-K1, Current sensor manufacturer : SolarEdge, Current sensor model # : SE-ACT-0750, Other major component manufacturer : NULL, Other major component model # : NULL, Other major component manufacturer : NULL, Other major component model # : NULL, Battery Brand : LGChem, SystemId : 54
07-Jan-19 | HBS1070 | Varta Pulse 6 w/ SwitchDin Droplet | 2500 | 5.9 | Varta | Pulse 6 | NULL | NULL | 1 | NULL | NULL | SwitchDin | Droplet | NULL | NULL | NULL | NULL | NULL | NULL | Varta | 55 | Date Added : 07-Jan-19, Reference # : HBS1070, HBS designation : Varta Pulse 6 w/ SwitchDin Droplet, Inverter Capacity (Var) : 2500, Useable capacity (kWh) : 5.9, BESS manufacturer : Varta, BESS Model # : Pulse 6, Battery System (BS) Manufacturer : NULL, Battery System (BS) Model # : NULL, Number of BESS/BS in system : 1, Inverter manufacturer : NULL, Inverter model # : NULL, Smart controller/meter manufacturer : SwitchDin, Smart controller/meter model # : Droplet, Current sensor manufacturer : NULL, Current sensor model # : NULL, Other major component manufacturer : NULL, Other major component model # : NULL, Other major component manufacturer : NULL, Other major component model # : NULL, Battery Brand : Varta, SystemId : 55
08-Jan-19 | HBS1072 | LG Chem RESU10H w/ SolarEdge HD Wave AC Coupled SE5000H-AUS inverter, SESTI, SE meter | 4985 | 9.3 | NULL | NULL | LGChem | RESU10H-R | 1 | SolarEdge | SE5000H-AUSACNNU2 | SolarEdge | SE-WND-3Y400-MB-K1 | SolarEdge | SE-ACT-0750 | SolarEdge | SESTI-S4 Storage Interface | NULL | NULL | LGChem | 56 | Date Added : 08-Jan-19, Reference # : HBS1072, HBS designation : LG Chem RESU10H w/ SolarEdge HD Wave AC Coupled SE5000H-AUS inverter, SESTI, SE meter, Inverter Capacity (Var) : 4985, Useable capacity (kWh) : 9.3, BESS manufacturer : NULL, BESS Model # : NULL, Battery System (BS) Manufacturer : LGChem, Battery System (BS) Model # : RESU10H-R, Number of BESS/BS in system : 1, Inverter manufacturer : SolarEdge, Inverter model # : SE5000H-AUSACNNU2, Smart controller/meter manufacturer : SolarEdge, Smart controller/meter model # : SE-WND-3Y400-MB-K1, Current sensor manufacturer : SolarEdge, Current sensor model # : SE-ACT-0750, Other major component manufacturer : SolarEdge, Other major component model # : SESTI-S4 Storage Interface, Other major component manufacturer : NULL, Other major component model # : NULL, Battery Brand : LGChem, SystemId : 56
14-Jan-19 | HBS1075 | BYD B-Box Pro 13.8 (4 off) w/ Selectronic SPMC482-AU (3 off) inverter charger, Select.live | 7500 | 55.2 | NULL | NULL | BYD | BYD B-Box Pro 13.8 | 4 | Selectronic Australia Pty Ltd | SPMC482-AU | Selectronic Australia Pty Ltd | Select.live | NULL | NULL | Selectronic | SPMC482-AU | Selectronic | SPMC482-AU | BYD | 57 | Date Added : 14-Jan-19, Reference # : HBS1075, HBS designation : BYD B-Box Pro 13.8 (4 off) w/ Selectronic SPMC482-AU (3 off) inverter charger, Select.live, Inverter Capacity (Var) : 7500, Useable capacity (kWh) : 55.2, BESS manufacturer : NULL, BESS Model # : NULL, Battery System (BS) Manufacturer : BYD, Battery System (BS) Model # : BYD B-Box Pro 13.8, Number of BESS/BS in system : 4, Inverter manufacturer : Selectronic Australia Pty Ltd, Inverter model # : SPMC482-AU, Smart controller/meter manufacturer : Selectronic Australia Pty Ltd, Smart controller/meter model # : Select.live, Current sensor manufacturer : NULL, Current sensor model # : NULL, Other major component manufacturer : Selectronic, Other major component model # : SPMC482-AU, Other major component manufacturer : Selectronic, Other major component model # : SPMC482-AU, Battery Brand : BYD, SystemId : 57
14-Jan-19 | HBS1076 | LG Chem RESU6.5 w/ Selectronic SPMC481-AU inverter charger, Select.live | 5000 | 5.9 | NULL | NULL | LGChem | RESU6.5 | 1 | Selectronic Australia Pty Ltd | SPMC481-AU | Selectronic Australia Pty Ltd | Select.live | NULL | NULL | NULL | NULL | NULL | NULL | LGChem | 58 | Date Added : 14-Jan-19, Reference # : HBS1076, HBS designation : LG Chem RESU6.5 w/ Selectronic SPMC481-AU inverter charger, Select.live, Inverter Capacity (Var) : 5000, Useable capacity (kWh) : 5.9, BESS manufacturer : NULL, BESS Model # : NULL, Battery System (BS) Manufacturer : LGChem, Battery System (BS) Model # : RESU6.5, Number of BESS/BS in system : 1, Inverter manufacturer : Selectronic Australia Pty Ltd, Inverter model # : SPMC481-AU, Smart controller/meter manufacturer : Selectronic Australia Pty Ltd, Smart controller/meter model # : Select.live, Current sensor manufacturer : NULL, Current sensor model # : NULL, Other major component manufacturer : NULL, Other major component model # : NULL, Other major component manufacturer : NULL, Other major component model # : NULL, Battery Brand : LGChem, SystemId : 58
14-Jan-19 | HBS1077 | LG Chem RESU10 w/ Selectronic SPMC481-AU inverter charger, Select.live | 5000 | 8.8 | NULL | NULL | LGChem | RESU10 | 1 | Selectronic Australia Pty Ltd | SPMC481-AU | Selectronic Australia Pty Ltd | Select.live | NULL | NULL | NULL | NULL | NULL | NULL | LGChem | 59 | Date Added : 14-Jan-19, Reference # : HBS1077, HBS designation : LG Chem RESU10 w/ Selectronic SPMC481-AU inverter charger, Select.live, Inverter Capacity (Var) : 5000, Useable capacity (kWh) : 8.8, BESS manufacturer : NULL, BESS Model # : NULL, Battery System (BS) Manufacturer : LGChem, Battery System (BS) Model # : RESU10, Number of BESS/BS in system : 1, Inverter manufacturer : Selectronic Australia Pty Ltd, Inverter model # : SPMC481-AU, Smart controller/meter manufacturer : Selectronic Australia Pty Ltd, Smart controller/meter model # : Select.live, Current sensor manufacturer : NULL, Current sensor model # : NULL, Other major component manufacturer : NULL, Other major component model # : NULL, Other major component manufacturer : NULL, Other major component model # : NULL, Battery Brand : LGChem, SystemId : 59
14-Jan-19 | HBS1078 | LG Chem RESU6.5 (2 off) w/ Selectronic SPMC481-AU inverter charger, Select.live | 5000 | 11.8 | NULL | NULL | LGChem | RESU6.5 | 2 | Selectronic Australia Pty Ltd | SPMC481-AU | Selectronic Australia Pty Ltd | Select.live | NULL | NULL | NULL | NULL | NULL | NULL | LGChem | 60 | Date Added : 14-Jan-19, Reference # : HBS1078, HBS designation : LG Chem RESU6.5 (2 off) w/ Selectronic SPMC481-AU inverter charger, Select.live, Inverter Capacity (Var) : 5000, Useable capacity (kWh) : 11.8, BESS manufacturer : NULL, BESS Model # : NULL, Battery System (BS) Manufacturer : LGChem, Battery System (BS) Model # : RESU6.5, Number of BESS/BS in system : 2, Inverter manufacturer : Selectronic Australia Pty Ltd, Inverter model # : SPMC481-AU, Smart controller/meter manufacturer : Selectronic Australia Pty Ltd, Smart controller/meter model # : Select.live, Current sensor manufacturer : NULL, Current sensor model # : NULL, Other major component manufacturer : NULL, Other major component model # : NULL, Other major component manufacturer : NULL, Other major component model # : NULL, Battery Brand : LGChem, SystemId : 60
14-Jan-19 | HBS1079 | LG Chem RESU10 (2 off) w/ Selectronic SPMC481-AU inverter charger, Select.live | 5000 | 17.6 | NULL | NULL | LGChem | RESU10 | 2 | Selectronic Australia Pty Ltd | SPMC481-AU | Selectronic Australia Pty Ltd | Select.live | NULL | NULL | NULL | NULL | NULL | NULL | LGChem | 61 | Date Added : 14-Jan-19, Reference # : HBS1079, HBS designation : LG Chem RESU10 (2 off) w/ Selectronic SPMC481-AU inverter charger, Select.live, Inverter Capacity (Var) : 5000, Useable capacity (kWh) : 17.6, BESS manufacturer : NULL, BESS Model # : NULL, Battery System (BS) Manufacturer : LGChem, Battery System (BS) Model # : RESU10, Number of BESS/BS in system : 2, Inverter manufacturer : Selectronic Australia Pty Ltd, Inverter model # : SPMC481-AU, Smart controller/meter manufacturer : Selectronic Australia Pty Ltd, Smart controller/meter model # : Select.live, Current sensor manufacturer : NULL, Current sensor model # : NULL, Other major component manufacturer : NULL, Other major component model # : NULL, Other major component manufacturer : NULL, Other major component model # : NULL, Battery Brand : LGChem, SystemId : 61
14-Jan-19 | HBS1080 | LG Chem RESU6.5 w/ Selectronic SPMC482-AU inverter charger, Select.live | 7500 | 5.9 | NULL | NULL | LGChem | RESU6.5 | 1 | Selectronic Australia Pty Ltd | SPMC482-AU | Selectronic Australia Pty Ltd | Select.live | NULL | NULL | NULL | NULL | NULL | NULL | LGChem | 62 | Date Added : 14-Jan-19, Reference # : HBS1080, HBS designation : LG Chem RESU6.5 w/ Selectronic SPMC482-AU inverter charger, Select.live, Inverter Capacity (Var) : 7500, Useable capacity (kWh) : 5.9, BESS manufacturer : NULL, BESS Model # : NULL, Battery System (BS) Manufacturer : LGChem, Battery System (BS) Model # : RESU6.5, Number of BESS/BS in system : 1, Inverter manufacturer : Selectronic Australia Pty Ltd, Inverter model # : SPMC482-AU, Smart controller/meter manufacturer : Selectronic Australia Pty Ltd, Smart controller/meter model # : Select.live, Current sensor manufacturer : NULL, Current sensor model # : NULL, Other major component manufacturer : NULL, Other major component model # : NULL, Other major component manufacturer : NULL, Other major component model # : NULL, Battery Brand : LGChem, SystemId : 62
14-Jan-19 | HBS1081 | LG Chem RESU10 w/ Selectronic SPMC482-AU inverter charger, Select.live | 7500 | 8.8 | NULL | NULL | LGChem | RESU10 | 1 | Selectronic Australia Pty Ltd | SPMC482-AU | Selectronic Australia Pty Ltd | Select.live | NULL | NULL | NULL | NULL | NULL | NULL | LGChem | 63 | Date Added : 14-Jan-19, Reference # : HBS1081, HBS designation : LG Chem RESU10 w/ Selectronic SPMC482-AU inverter charger, Select.live, Inverter Capacity (Var) : 7500, Useable capacity (kWh) : 8.8, BESS manufacturer : NULL, BESS Model # : NULL, Battery System (BS) Manufacturer : LGChem, Battery System (BS) Model # : RESU10, Number of BESS/BS in system : 1, Inverter manufacturer : Selectronic Australia Pty Ltd, Inverter model # : SPMC482-AU, Smart controller/meter manufacturer : Selectronic Australia Pty Ltd, Smart controller/meter model # : Select.live, Current sensor manufacturer : NULL, Current sensor model # : NULL, Other major component manufacturer : NULL, Other major component model # : NULL, Other major component manufacturer : NULL, Other major component model # : NULL, Battery Brand : LGChem, SystemId : 63
14-Jan-19 | HBS1082 | LG Chem RESU6.5 (2 off) w/ Selectronic SPMC482-AU inverter charger, Select.live | 7500 | 11.8 | NULL | NULL | LGChem | RESU6.5 | 2 | Selectronic Australia Pty Ltd | SPMC482-AU | Selectronic Australia Pty Ltd | Select.live | NULL | NULL | NULL | NULL | NULL | NULL | LGChem | 64 | Date Added : 14-Jan-19, Reference # : HBS1082, HBS designation : LG Chem RESU6.5 (2 off) w/ Selectronic SPMC482-AU inverter charger, Select.live, Inverter Capacity (Var) : 7500, Useable capacity (kWh) : 11.8, BESS manufacturer : NULL, BESS Model # : NULL, Battery System (BS) Manufacturer : LGChem, Battery System (BS) Model # : RESU6.5, Number of BESS/BS in system : 2, Inverter manufacturer : Selectronic Australia Pty Ltd, Inverter model # : SPMC482-AU, Smart controller/meter manufacturer : Selectronic Australia Pty Ltd, Smart controller/meter model # : Select.live, Current sensor manufacturer : NULL, Current sensor model # : NULL, Other major component manufacturer : NULL, Other major component model # : NULL, Other major component manufacturer : NULL, Other major component model # : NULL, Battery Brand : LGChem, SystemId : 64
14-Jan-19 | HBS1083 | LG Chem RESU10 (2 off) w/ Selectronic SPMC482-AU inverter charger, Select.live | 7500 | 17.6 | NULL | NULL | LGChem | RESU10 | 2 | Selectronic Australia Pty Ltd | SPMC482-AU | Selectronic Australia Pty Ltd | Select.live | NULL | NULL | NULL | NULL | NULL | NULL | LGChem | 65 | Date Added : 14-Jan-19, Reference # : HBS1083, HBS designation : LG Chem RESU10 (2 off) w/ Selectronic SPMC482-AU inverter charger, Select.live, Inverter Capacity (Var) : 7500, Useable capacity (kWh) : 17.6, BESS manufacturer : NULL, BESS Model # : NULL, Battery System (BS) Manufacturer : LGChem, Battery System (BS) Model # : RESU10, Number of BESS/BS in system : 2, Inverter manufacturer : Selectronic Australia Pty Ltd, Inverter model # : SPMC482-AU, Smart controller/meter manufacturer : Selectronic Australia Pty Ltd, Smart controller/meter model # : Select.live, Current sensor manufacturer : NULL, Current sensor model # : NULL, Other major component manufacturer : NULL, Other major component model # : NULL, Other major component manufacturer : NULL, Other major component model # : NULL, Battery Brand : LGChem, SystemId : 65
15-Jan-19 | HBS1118 | LG Chem RESU10H w/ SolarEdge HD Wave AC Coupled SE3000H-AUS inverter, SESTI, SE meter | 3000 | 9.3 | NULL | NULL | LGChem | RESU10H-R | 1 | SolarEdge | SE3000H-AUSACNNU2 | SolarEdge | SE-WND-3Y400-MB-K2 | SolarEdge | SE-ACT-0750 | SolarEdge | SESTI-S4 Storage Interface | NULL | NULL | LGChem | 66 | Date Added : 15-Jan-19, Reference # : HBS1118, HBS designation : LG Chem RESU10H w/ SolarEdge HD Wave AC Coupled SE3000H-AUS inverter, SESTI, SE meter, Inverter Capacity (Var) : 3000, Useable capacity (kWh) : 9.3, BESS manufacturer : NULL, BESS Model # : NULL, Battery System (BS) Manufacturer : LGChem, Battery System (BS) Model # : RESU10H-R, Number of BESS/BS in system : 1, Inverter manufacturer : SolarEdge, Inverter model # : SE3000H-AUSACNNU2, Smart controller/meter manufacturer : SolarEdge, Smart controller/meter model # : SE-WND-3Y400-MB-K2, Current sensor manufacturer : SolarEdge, Current sensor model # : SE-ACT-0750, Other major component manufacturer : SolarEdge, Other major component model # : SESTI-S4 Storage Interface, Other major component manufacturer : NULL, Other major component model # : NULL, Battery Brand : LGChem, SystemId : 66
15-Jan-19 | HBS1120 | LG Chem RESU10H w/ SolarEdge HD Wave SE3000H-AU0 inverter, SESTI, SE meter | 3000 | 9.3 | NULL | NULL | LGChem | RESU10H-R | 1 | SolarEdge | SE3000H-AU000NNU2 | SolarEdge | SE-WND-3Y400-MB-K1 | SolarEdge | SE-ACT-0750 | SolarEdge | SESTI-S4 Storage Interface | NULL | NULL | LGChem | 68 | Date Added : 15-Jan-19, Reference # : HBS1120, HBS designation : LG Chem RESU10H w/ SolarEdge HD Wave SE3000H-AU0 inverter, SESTI, SE meter, Inverter Capacity (Var) : 3000, Useable capacity (kWh) : 9.3, BESS manufacturer : NULL, BESS Model # : NULL, Battery System (BS) Manufacturer : LGChem, Battery System (BS) Model # : RESU10H-R, Number of BESS/BS in system : 1, Inverter manufacturer : SolarEdge, Inverter model # : SE3000H-AU000NNU2, Smart controller/meter manufacturer : SolarEdge, Smart controller/meter model # : SE-WND-3Y400-MB-K1, Current sensor manufacturer : SolarEdge, Current sensor model # : SE-ACT-0750, Other major component manufacturer : SolarEdge, Other major component model # : SESTI-S4 Storage Interface, Other major component manufacturer : NULL, Other major component model # : NULL, Battery Brand : LGChem, SystemId : 68
15-Jan-19 | HBS1121 | LG Chem RESU10H w/ SolarEdge HD Wave SE4000H-AU0 inverter, SESTI, SE meter | 4000 | 9.3 | NULL | NULL | LGChem | RESU10H-R | 1 | SolarEdge | SE4000H-AU000NNU2 | SolarEdge | SE-WND-3Y400-MB-K1 | SolarEdge | SE-ACT-0750 | SolarEdge | SESTI-S4 Storage Interface | NULL | NULL | LGChem | 69 | Date Added : 15-Jan-19, Reference # : HBS1121, HBS designation : LG Chem RESU10H w/ SolarEdge HD Wave SE4000H-AU0 inverter, SESTI, SE meter, Inverter Capacity (Var) : 4000, Useable capacity (kWh) : 9.3, BESS manufacturer : NULL, BESS Model # : NULL, Battery System (BS) Manufacturer : LGChem, Battery System (BS) Model # : RESU10H-R, Number of BESS/BS in system : 1, Inverter manufacturer : SolarEdge, Inverter model # : SE4000H-AU000NNU2, Smart controller/meter manufacturer : SolarEdge, Smart controller/meter model # : SE-WND-3Y400-MB-K1, Current sensor manufacturer : SolarEdge, Current sensor model # : SE-ACT-0750, Other major component manufacturer : SolarEdge, Other major component model # : SESTI-S4 Storage Interface, Other major component manufacturer : NULL, Other major component model # : NULL, Battery Brand : LGChem, SystemId : 69
15-Jan-19 | HBS1122 | LG Chem RESU10H w/ SolarEdge HD Wave SE6000H-AU0 inverter, SESTI, SE meter | 6000 | 9.3 | NULL | NULL | LGChem | RESU10H-R | 1 | SolarEdge | SE6000H-AU000NNU2 | SolarEdge | SE-WND-3Y400-MB-K1 | SolarEdge | SE-ACT-0750 | SolarEdge | SESTI-S4 Storage Interface | NULL | NULL | LGChem | 70 | Date Added : 15-Jan-19, Reference # : HBS1122, HBS designation : LG Chem RESU10H w/ SolarEdge HD Wave SE6000H-AU0 inverter, SESTI, SE meter, Inverter Capacity (Var) : 6000, Useable capacity (kWh) : 9.3, BESS manufacturer : NULL, BESS Model # : NULL, Battery System (BS) Manufacturer : LGChem, Battery System (BS) Model # : RESU10H-R, Number of BESS/BS in system : 1, Inverter manufacturer : SolarEdge, Inverter model # : SE6000H-AU000NNU2, Smart controller/meter manufacturer : SolarEdge, Smart controller/meter model # : SE-WND-3Y400-MB-K1, Current sensor manufacturer : SolarEdge, Current sensor model # : SE-ACT-0750, Other major component manufacturer : SolarEdge, Other major component model # : SESTI-S4 Storage Interface, Other major component manufacturer : NULL, Other major component model # : NULL, Battery Brand : LGChem, SystemId : 70
15-Jan-19 | HBS1123 | LG Chem RESU10H w/ SolarEdge HD Wave SE8000H-AU0 inverter, SESTI, SE meter | 8000 | 9.3 | NULL | NULL | LGChem | RESU10H-R | 1 | SolarEdge | SE8000H-AU000NNU2 | SolarEdge | SE-WND-3Y400-MB-K1 | SolarEdge | SE-ACT-0750 | SolarEdge | SESTI-S4 Storage Interface | NULL | NULL | LGChem | 71 | Date Added : 15-Jan-19, Reference # : HBS1123, HBS designation : LG Chem RESU10H w/ SolarEdge HD Wave SE8000H-AU0 inverter, SESTI, SE meter, Inverter Capacity (Var) : 8000, Useable capacity (kWh) : 9.3, BESS manufacturer : NULL, BESS Model # : NULL, Battery System (BS) Manufacturer : LGChem, Battery System (BS) Model # : RESU10H-R, Number of BESS/BS in system : 1, Inverter manufacturer : SolarEdge, Inverter model # : SE8000H-AU000NNU2, Smart controller/meter manufacturer : SolarEdge, Smart controller/meter model # : SE-WND-3Y400-MB-K1, Current sensor manufacturer : SolarEdge, Current sensor model # : SE-ACT-0750, Other major component manufacturer : SolarEdge, Other major component model # : SESTI-S4 Storage Interface, Other major component manufacturer : NULL, Other major component model # : NULL, Battery Brand : LGChem, SystemId : 71
15-Jan-19 | HBS1124 | LG Chem RESU10H w/ SolarEdge HD Wave SE10000H-AU0 inverter, SESTI, SE meter | 10000 | 9.3 | NULL | NULL | LGChem | RESU10H-R | 1 | SolarEdge | SE10000H-AU000NNU2 | SolarEdge | SE-WND-3Y400-MB-K1 | SolarEdge | SE-ACT-0750 | SolarEdge | SESTI-S4 Storage Interface | NULL | NULL | LGChem | 72 | Date Added : 15-Jan-19, Reference # : HBS1124, HBS designation : LG Chem RESU10H w/ SolarEdge HD Wave SE10000H-AU0 inverter, SESTI, SE meter, Inverter Capacity (Var) : 10000, Useable capacity (kWh) : 9.3, BESS manufacturer : NULL, BESS Model # : NULL, Battery System (BS) Manufacturer : LGChem, Battery System (BS) Model # : RESU10H-R, Number of BESS/BS in system : 1, Inverter manufacturer : SolarEdge, Inverter model # : SE10000H-AU000NNU2, Smart controller/meter manufacturer : SolarEdge, Smart controller/meter model # : SE-WND-3Y400-MB-K1, Current sensor manufacturer : SolarEdge, Current sensor model # : SE-ACT-0750, Other major component manufacturer : SolarEdge, Other major component model # : SESTI-S4 Storage Interface, Other major component manufacturer : NULL, Other major component model # : NULL, Battery Brand : LGChem, SystemId : 72
17-Jan-19 | HBS1126 | LG Chem RESU10H w/ SolarEdge HD Wave SE5000H-AU0 inverter, SESTI, SE meter | 4985 | 9.3 | NULL | NULL | LGChem | RESU10H-R | 1 | SolarEdge | SE5000H-AU000NNU2 | SolarEdge | SE-WND-3Y400-MB-K1 | SolarEdge | SE-ACT-0750 | SolarEdge | SESTI-S4 Storage Interface | NULL | NULL | LGChem | 74 | Date Added : 17-Jan-19, Reference # : HBS1126, HBS designation : LG Chem RESU10H w/ SolarEdge HD Wave SE5000H-AU0 inverter, SESTI, SE meter, Inverter Capacity (Var) : 4985, Useable capacity (kWh) : 9.3, BESS manufacturer : NULL, BESS Model # : NULL, Battery System (BS) Manufacturer : LGChem, Battery System (BS) Model # : RESU10H-R, Number of BESS/BS in system : 1, Inverter manufacturer : SolarEdge, Inverter model # : SE5000H-AU000NNU2, Smart controller/meter manufacturer : SolarEdge, Smart controller/meter model # : SE-WND-3Y400-MB-K1, Current sensor manufacturer : SolarEdge, Current sensor model # : SE-ACT-0750, Other major component manufacturer : SolarEdge, Other major component model # : SESTI-S4 Storage Interface, Other major component manufacturer : NULL, Other major component model # : NULL, Battery Brand : LGChem, SystemId : 74
18-Jan-19 | HBS1084 | LG Chem RESU3.3 w/ Goodwe GW5048D-ES inverter | 4950 | 2.9 | NULL | NULL | LGChem | RESU3.3 | 1 | Goodwe | GW5048D-ES | NULL | NULL | NULL | NULL | NULL | NULL | NULL | NULL | LGChem | 75 | Date Added : 18-Jan-19, Reference # : HBS1084, HBS designation : LG Chem RESU3.3 w/ Goodwe GW5048D-ES inverter, Inverter Capacity (Var) : 4950, Useable capacity (kWh) : 2.9, BESS manufacturer : NULL, BESS Model # : NULL, Battery System (BS) Manufacturer : LGChem, Battery System (BS) Model # : RESU3.3, Number of BESS/BS in system : 1, Inverter manufacturer : Goodwe, Inverter model # : GW5048D-ES, Smart controller/meter manufacturer : NULL, Smart controller/meter model # : NULL, Current sensor manufacturer : NULL, Current sensor model # : NULL, Other major component manufacturer : NULL, Other major component model # : NULL, Other major component manufacturer : NULL, Other major component model # : NULL, Battery Brand : LGChem, SystemId : 75
18-Jan-19 | HBS1085 | LG Chem RESU3.3 w/ Goodwe GW5048-EM inverter | 5000 | 2.9 | NULL | NULL | LGChem | RESU3.3 | 1 | Goodwe | GW5048-EM | NULL | NULL | NULL | NULL | NULL | NULL | NULL | NULL | LGChem | 76 | Date Added : 18-Jan-19, Reference # : HBS1085, HBS designation : LG Chem RESU3.3 w/ Goodwe GW5048-EM inverter, Inverter Capacity (Var) : 5000, Useable capacity (kWh) : 2.9, BESS manufacturer : NULL, BESS Model # : NULL, Battery System (BS) Manufacturer : LGChem, Battery System (BS) Model # : RESU3.3, Number of BESS/BS in system : 1, Inverter manufacturer : Goodwe, Inverter model # : GW5048-EM, Smart controller/meter manufacturer : NULL, Smart controller/meter model # : NULL, Current sensor manufacturer : NULL, Current sensor model # : NULL, Other major component manufacturer : NULL, Other major component model # : NULL, Other major component manufacturer : NULL, Other major component model # : NULL, Battery Brand : LGChem, SystemId : 76
18-Jan-19 | HBS1086 | LG Chem RESU3.3 w/ Goodwe GW3648-EM inverter | 3680 | 2.9 | NULL | NULL | LGChem | RESU3.3 | 1 | Goodwe | GW3648-EM | NULL | NULL | NULL | NULL | NULL | NULL | NULL | NULL | LGChem | 77 | Date Added : 18-Jan-19, Reference # : HBS1086, HBS designation : LG Chem RESU3.3 w/ Goodwe GW3648-EM inverter, Inverter Capacity (Var) : 3680, Useable capacity (kWh) : 2.9, BESS manufacturer : NULL, BESS Model # : NULL, Battery System (BS) Manufacturer : LGChem, Battery System (BS) Model # : RESU3.3, Number of BESS/BS in system : 1, Inverter manufacturer : Goodwe, Inverter model # : GW3648-EM, Smart controller/meter manufacturer : NULL, Smart controller/meter model # : NULL, Current sensor manufacturer : NULL, Current sensor model # : NULL, Other major component manufacturer : NULL, Other major component model # : NULL, Other major component manufacturer : NULL, Other major component model # : NULL, Battery Brand : LGChem, SystemId : 77
18-Jan-19 | HBS1087 | LG Chem RESU3.3 w/ Goodwe GW3048-EM inverter | 3000 | 2.9 | NULL | NULL | LGChem | RESU3.3 | 1 | Goodwe | GW3048-EM | NULL | NULL | NULL | NULL | NULL | NULL | NULL | NULL | LGChem | 78 | Date Added : 18-Jan-19, Reference # : HBS1087, HBS designation : LG Chem RESU3.3 w/ Goodwe GW3048-EM inverter, Inverter Capacity (Var) : 3000, Useable capacity (kWh) : 2.9, BESS manufacturer : NULL, BESS Model # : NULL, Battery System (BS) Manufacturer : LGChem, Battery System (BS) Model # : RESU3.3, Number of BESS/BS in system : 1, Inverter manufacturer : Goodwe, Inverter model # : GW3048-EM, Smart controller/meter manufacturer : NULL, Smart controller/meter model # : NULL, Current sensor manufacturer : NULL, Current sensor model # : NULL, Other major component manufacturer : NULL, Other major component model # : NULL, Other major component manufacturer : NULL, Other major component model # : NULL, Battery Brand : LGChem, SystemId : 78
18-Jan-19 | HBS1088 | LG Chem RESU6.5 w/ Goodwe GW5048D-ES inverter | 4950 | 5.9 | NULL | NULL | LGChem | RESU6.5 | 1 | Goodwe | GW5048D-ES | NULL | NULL | NULL | NULL | NULL | NULL | NULL | NULL | LGChem | 79 | Date Added : 18-Jan-19, Reference # : HBS1088, HBS designation : LG Chem RESU6.5 w/ Goodwe GW5048D-ES inverter, Inverter Capacity (Var) : 4950, Useable capacity (kWh) : 5.9, BESS manufacturer : NULL, BESS Model # : NULL, Battery System (BS) Manufacturer : LGChem, Battery System (BS) Model # : RESU6.5, Number of BESS/BS in system : 1, Inverter manufacturer : Goodwe, Inverter model # : GW5048D-ES, Smart controller/meter manufacturer : NULL, Smart controller/meter model # : NULL, Current sensor manufacturer : NULL, Current sensor model # : NULL, Other major component manufacturer : NULL, Other major component model # : NULL, Other major component manufacturer : NULL, Other major component model # : NULL, Battery Brand : LGChem, SystemId : 79
18-Jan-19 | HBS1089 | LG Chem RESU6.5 w/ Goodwe GW5048-EM inverter | 5000 | 5.9 | NULL | NULL | LGChem | RESU6.5 | 1 | Goodwe | GW5048-EM | NULL | NULL | NULL | NULL | NULL | NULL | NULL | NULL | LGChem | 80 | Date Added : 18-Jan-19, Reference # : HBS1089, HBS designation : LG Chem RESU6.5 w/ Goodwe GW5048-EM inverter, Inverter Capacity (Var) : 5000, Useable capacity (kWh) : 5.9, BESS manufacturer : NULL, BESS Model # : NULL, Battery System (BS) Manufacturer : LGChem, Battery System (BS) Model # : RESU6.5, Number of BESS/BS in system : 1, Inverter manufacturer : Goodwe, Inverter model # : GW5048-EM, Smart controller/meter manufacturer : NULL, Smart controller/meter model # : NULL, Current sensor manufacturer : NULL, Current sensor model # : NULL, Other major component manufacturer : NULL, Other major component model # : NULL, Other major component manufacturer : NULL, Other major component model # : NULL, Battery Brand : LGChem, SystemId : 80
18-Jan-19 | HBS1090 | LG Chem RESU6.5 w/ Goodwe GW3648-EM inverter | 3680 | 5.9 | NULL | NULL | LGChem | RESU6.5 | 1 | Goodwe | GW3648-EM | NULL | NULL | NULL | NULL | NULL | NULL | NULL | NULL | LGChem | 81 | Date Added : 18-Jan-19, Reference # : HBS1090, HBS designation : LG Chem RESU6.5 w/ Goodwe GW3648-EM inverter, Inverter Capacity (Var) : 3680, Useable capacity (kWh) : 5.9, BESS manufacturer : NULL, BESS Model # : NULL, Battery System (BS) Manufacturer : LGChem, Battery System (BS) Model # : RESU6.5, Number of BESS/BS in system : 1, Inverter manufacturer : Goodwe, Inverter model # : GW3648-EM, Smart controller/meter manufacturer : NULL, Smart controller/meter model # : NULL, Current sensor manufacturer : NULL, Current sensor model # : NULL, Other major component manufacturer : NULL, Other major component model # : NULL, Other major component manufacturer : NULL, Other major component model # : NULL, Battery Brand : LGChem, SystemId : 81
18-Jan-19 | HBS1091 | LG Chem RESU6.5 w/ Goodwe GW3048-EM inverter | 3000 | 5.9 | NULL | NULL | LGChem | RESU6.5 | 1 | Goodwe | GW3048-EM | NULL | NULL | NULL | NULL | NULL | NULL | NULL | NULL | LGChem | 82 | Date Added : 18-Jan-19, Reference # : HBS1091, HBS designation : LG Chem RESU6.5 w/ Goodwe GW3048-EM inverter, Inverter Capacity (Var) : 3000, Useable capacity (kWh) : 5.9, BESS manufacturer : NULL, BESS Model # : NULL, Battery System (BS) Manufacturer : LGChem, Battery System (BS) Model # : RESU6.5, Number of BESS/BS in system : 1, Inverter manufacturer : Goodwe, Inverter model # : GW3048-EM, Smart controller/meter manufacturer : NULL, Smart controller/meter model # : NULL, Current sensor manufacturer : NULL, Current sensor model # : NULL, Other major component manufacturer : NULL, Other major component model # : NULL, Other major component manufacturer : NULL, Other major component model # : NULL, Battery Brand : LGChem, SystemId : 82
18-Jan-19 | HBS1092 | LG Chem RESU6.5 w/ Goodwe GW3600S-BP inverter | 3680 | 5.9 | NULL | NULL | LGChem | RESU6.5 | 1 | Goodwe | GW3600S-BP | NULL | NULL | NULL | NULL | NULL | NULL | NULL | NULL | LGChem | 83 | Date Added : 18-Jan-19, Reference # : HBS1092, HBS designation : LG Chem RESU6.5 w/ Goodwe GW3600S-BP inverter, Inverter Capacity (Var) : 3680, Useable capacity (kWh) : 5.9, BESS manufacturer : NULL, BESS Model # : NULL, Battery System (BS) Manufacturer : LGChem, Battery System (BS) Model # : RESU6.5, Number of BESS/BS in system : 1, Inverter manufacturer : Goodwe, Inverter model # : GW3600S-BP, Smart controller/meter manufacturer : NULL, Smart controller/meter model # : NULL, Current sensor manufacturer : NULL, Current sensor model # : NULL, Other major component manufacturer : NULL, Other major component model # : NULL, Other major component manufacturer : NULL, Other major component model # : NULL, Battery Brand : LGChem, SystemId : 83
18-Jan-19 | HBS1093 | LG Chem RESU6.5 w/ Goodwe GW5000S-BP inverter | 5000 | 5.9 | NULL | NULL | LGChem | RESU6.5 | 1 | Goodwe | GW5000S-BP | NULL | NULL | NULL | NULL | NULL | NULL | NULL | NULL | LGChem | 84 | Date Added : 18-Jan-19, Reference # : HBS1093, HBS designation : LG Chem RESU6.5 w/ Goodwe GW5000S-BP inverter, Inverter Capacity (Var) : 5000, Useable capacity (kWh) : 5.9, BESS manufacturer : NULL, BESS Model # : NULL, Battery System (BS) Manufacturer : LGChem, Battery System (BS) Model # : RESU6.5, Number of BESS/BS in system : 1, Inverter manufacturer : Goodwe, Inverter model # : GW5000S-BP, Smart controller/meter manufacturer : NULL, Smart controller/meter model # : NULL, Current sensor manufacturer : NULL, Current sensor model # : NULL, Other major component manufacturer : NULL, Other major component model # : NULL, Other major component manufacturer : NULL, Other major component model # : NULL, Battery Brand : LGChem, SystemId : 84
18-Jan-19 | HBS1094 | LG Chem RESU10 w/ Goodwe GW5048D-ES inverter | 4950 | 8.8 | NULL | NULL | LGChem | RESU10 | 1 | Goodwe | GW5048D-ES | NULL | NULL | NULL | NULL | NULL | NULL | NULL | NULL | LGChem | 85 | Date Added : 18-Jan-19, Reference # : HBS1094, HBS designation : LG Chem RESU10 w/ Goodwe GW5048D-ES inverter, Inverter Capacity (Var) : 4950, Useable capacity (kWh) : 8.8, BESS manufacturer : NULL, BESS Model # : NULL, Battery System (BS) Manufacturer : LGChem, Battery System (BS) Model # : RESU10, Number of BESS/BS in system : 1, Inverter manufacturer : Goodwe, Inverter model # : GW5048D-ES, Smart controller/meter manufacturer : NULL, Smart controller/meter model # : NULL, Current sensor manufacturer : NULL, Current sensor model # : NULL, Other major component manufacturer : NULL, Other major component model # : NULL, Other major component manufacturer : NULL, Other major component model # : NULL, Battery Brand : LGChem, SystemId : 85
18-Jan-19 | HBS1095 | LG Chem RESU10 w/ Goodwe GW5048-EM inverter | 5000 | 8.8 | NULL | NULL | LGChem | RESU10 | 1 | Goodwe | GW5048-EM | NULL | NULL | NULL | NULL | NULL | NULL | NULL | NULL | LGChem | 86 | Date Added : 18-Jan-19, Reference # : HBS1095, HBS designation : LG Chem RESU10 w/ Goodwe GW5048-EM inverter, Inverter Capacity (Var) : 5000, Useable capacity (kWh) : 8.8, BESS manufacturer : NULL, BESS Model # : NULL, Battery System (BS) Manufacturer : LGChem, Battery System (BS) Model # : RESU10, Number of BESS/BS in system : 1, Inverter manufacturer : Goodwe, Inverter model # : GW5048-EM, Smart controller/meter manufacturer : NULL, Smart controller/meter model # : NULL, Current sensor manufacturer : NULL, Current sensor model # : NULL, Other major component manufacturer : NULL, Other major component model # : NULL, Other major component manufacturer : NULL, Other major component model # : NULL, Battery Brand : LGChem, SystemId : 86
18-Jan-19 | HBS1096 | LG Chem RESU10 w/ Goodwe GW3648-EM inverter | 3680 | 8.8 | NULL | NULL | LGChem | RESU10 | 1 | Goodwe | GW3648-EM | NULL | NULL | NULL | NULL | NULL | NULL | NULL | NULL | LGChem | 87 | Date Added : 18-Jan-19, Reference # : HBS1096, HBS designation : LG Chem RESU10 w/ Goodwe GW3648-EM inverter, Inverter Capacity (Var) : 3680, Useable capacity (kWh) : 8.8, BESS manufacturer : NULL, BESS Model # : NULL, Battery System (BS) Manufacturer : LGChem, Battery System (BS) Model # : RESU10, Number of BESS/BS in system : 1, Inverter manufacturer : Goodwe, Inverter model # : GW3648-EM, Smart controller/meter manufacturer : NULL, Smart controller/meter model # : NULL, Current sensor manufacturer : NULL, Current sensor model # : NULL, Other major component manufacturer : NULL, Other major component model # : NULL, Other major component manufacturer : NULL, Other major component model # : NULL, Battery Brand : LGChem, SystemId : 87
18-Jan-19 | HBS1097 | LG Chem RESU10 w/ Goodwe GW3048-EM inverter | 3000 | 8.8 | NULL | NULL | LGChem | RESU10 | 1 | Goodwe | GW3048-EM | NULL | NULL | NULL | NULL | NULL | NULL | NULL | NULL | LGChem | 88 | Date Added : 18-Jan-19, Reference # : HBS1097, HBS designation : LG Chem RESU10 w/ Goodwe GW3048-EM inverter, Inverter Capacity (Var) : 3000, Useable capacity (kWh) : 8.8, BESS manufacturer : NULL, BESS Model # : NULL, Battery System (BS) Manufacturer : LGChem, Battery System (BS) Model # : RESU10, Number of BESS/BS in system : 1, Inverter manufacturer : Goodwe, Inverter model # : GW3048-EM, Smart controller/meter manufacturer : NULL, Smart controller/meter model # : NULL, Current sensor manufacturer : NULL, Current sensor model # : NULL, Other major component manufacturer : NULL, Other major component model # : NULL, Other major component manufacturer : NULL, Other major component model # : NULL, Battery Brand : LGChem, SystemId : 88
18-Jan-19 | HBS1098 | LG Chem RESU10 w/ Goodwe GW3600S-BP inverter | 3680 | 8.8 | NULL | NULL | LGChem | RESU10 | 1 | Goodwe | GW3600S-BP | NULL | NULL | NULL | NULL | NULL | NULL | NULL | NULL | LGChem | 89 | Date Added : 18-Jan-19, Reference # : HBS1098, HBS designation : LG Chem RESU10 w/ Goodwe GW3600S-BP inverter, Inverter Capacity (Var) : 3680, Useable capacity (kWh) : 8.8, BESS manufacturer : NULL, BESS Model # : NULL, Battery System (BS) Manufacturer : LGChem, Battery System (BS) Model # : RESU10, Number of BESS/BS in system : 1, Inverter manufacturer : Goodwe, Inverter model # : GW3600S-BP, Smart controller/meter manufacturer : NULL, Smart controller/meter model # : NULL, Current sensor manufacturer : NULL, Current sensor model # : NULL, Other major component manufacturer : NULL, Other major component model # : NULL, Other major component manufacturer : NULL, Other major component model # : NULL, Battery Brand : LGChem, SystemId : 89
18-Jan-19 | HBS1099 | LG Chem RESU10 w/ Goodwe GW5000S-BP inverter | 5000 | 8.8 | NULL | NULL | LGChem | RESU10 | 1 | Goodwe | GW5000S-BP | NULL | NULL | NULL | NULL | NULL | NULL | NULL | NULL | LGChem | 90 | Date Added : 18-Jan-19, Reference # : HBS1099, HBS designation : LG Chem RESU10 w/ Goodwe GW5000S-BP inverter, Inverter Capacity (Var) : 5000, Useable capacity (kWh) : 8.8, BESS manufacturer : NULL, BESS Model # : NULL, Battery System (BS) Manufacturer : LGChem, Battery System (BS) Model # : RESU10, Number of BESS/BS in system : 1, Inverter manufacturer : Goodwe, Inverter model # : GW5000S-BP, Smart controller/meter manufacturer : NULL, Smart controller/meter model # : NULL, Current sensor manufacturer : NULL, Current sensor model # : NULL, Other major component manufacturer : NULL, Other major component model # : NULL, Other major component manufacturer : NULL, Other major component model # : NULL, Battery Brand : LGChem, SystemId : 90
18-Jan-19 | HBS1100 | LG Chem RESU6.5 (2 off) w/ Goodwe GW5048D-ES inverter | 4950 | 11.8 | NULL | NULL | LGChem | RESU6.5 | 2 | Goodwe | GW5048D-ES | NULL | NULL | NULL | NULL | LGChem | RESU Plus | NULL | NULL | LGChem | 91 | Date Added : 18-Jan-19, Reference # : HBS1100, HBS designation : LG Chem RESU6.5 (2 off) w/ Goodwe GW5048D-ES inverter, Inverter Capacity (Var) : 4950, Useable capacity (kWh) : 11.8, BESS manufacturer : NULL, BESS Model # : NULL, Battery System (BS) Manufacturer : LGChem, Battery System (BS) Model # : RESU6.5, Number of BESS/BS in system : 2, Inverter manufacturer : Goodwe, Inverter model # : GW5048D-ES, Smart controller/meter manufacturer : NULL, Smart controller/meter model # : NULL, Current sensor manufacturer : NULL, Current sensor model # : NULL, Other major component manufacturer : LGChem, Other major component model # : RESU Plus, Other major component manufacturer : NULL, Other major component model # : NULL, Battery Brand : LGChem, SystemId : 91
18-Jan-19 | HBS1101 | LG Chem RESU6.5 (2 off) w/ Goodwe GW5048-EM inverter | 5000 | 11.8 | NULL | NULL | LGChem | RESU6.5 | 2 | Goodwe | GW5048-EM | NULL | NULL | NULL | NULL | LGChem | RESU Plus | NULL | NULL | LGChem | 92 | Date Added : 18-Jan-19, Reference # : HBS1101, HBS designation : LG Chem RESU6.5 (2 off) w/ Goodwe GW5048-EM inverter, Inverter Capacity (Var) : 5000, Useable capacity (kWh) : 11.8, BESS manufacturer : NULL, BESS Model # : NULL, Battery System (BS) Manufacturer : LGChem, Battery System (BS) Model # : RESU6.5, Number of BESS/BS in system : 2, Inverter manufacturer : Goodwe, Inverter model # : GW5048-EM, Smart controller/meter manufacturer : NULL, Smart controller/meter model # : NULL, Current sensor manufacturer : NULL, Current sensor model # : NULL, Other major component manufacturer : LGChem, Other major component model # : RESU Plus, Other major component manufacturer : NULL, Other major component model # : NULL, Battery Brand : LGChem, SystemId : 92
18-Jan-19 | HBS1102 | LG Chem RESU6.5 (2 off) w/ Goodwe GW3648-EM inverter | 3680 | 11.8 | NULL | NULL | LGChem | RESU6.5 | 2 | Goodwe | GW3648-EM | NULL | NULL | NULL | NULL | LGChem | RESU Plus | NULL | NULL | LGChem | 93 | Date Added : 18-Jan-19, Reference # : HBS1102, HBS designation : LG Chem RESU6.5 (2 off) w/ Goodwe GW3648-EM inverter, Inverter Capacity (Var) : 3680, Useable capacity (kWh) : 11.8, BESS manufacturer : NULL, BESS Model # : NULL, Battery System (BS) Manufacturer : LGChem, Battery System (BS) Model # : RESU6.5, Number of BESS/BS in system : 2, Inverter manufacturer : Goodwe, Inverter model # : GW3648-EM, Smart controller/meter manufacturer : NULL, Smart controller/meter model # : NULL, Current sensor manufacturer : NULL, Current sensor model # : NULL, Other major component manufacturer : LGChem, Other major component model # : RESU Plus, Other major component manufacturer : NULL, Other major component model # : NULL, Battery Brand : LGChem, SystemId : 93
18-Jan-19 | HBS1103 | LG Chem RESU6.5 (2 off) w/ Goodwe GW3048-EM inverter | 3000 | 11.8 | NULL | NULL | LGChem | RESU6.5 | 2 | Goodwe | GW3048-EM | NULL | NULL | NULL | NULL | LGChem | RESU Plus | NULL | NULL | LGChem | 94 | Date Added : 18-Jan-19, Reference # : HBS1103, HBS designation : LG Chem RESU6.5 (2 off) w/ Goodwe GW3048-EM inverter, Inverter Capacity (Var) : 3000, Useable capacity (kWh) : 11.8, BESS manufacturer : NULL, BESS Model # : NULL, Battery System (BS) Manufacturer : LGChem, Battery System (BS) Model # : RESU6.5, Number of BESS/BS in system : 2, Inverter manufacturer : Goodwe, Inverter model # : GW3048-EM, Smart controller/meter manufacturer : NULL, Smart controller/meter model # : NULL, Current sensor manufacturer : NULL, Current sensor model # : NULL, Other major component manufacturer : LGChem, Other major component model # : RESU Plus, Other major component manufacturer : NULL, Other major component model # : NULL, Battery Brand : LGChem, SystemId : 94
18-Jan-19 | HBS1104 | LG Chem RESU6.5 (2 off) w/ Goodwe GW3600S-BP inverter | 3680 | 11.8 | NULL | NULL | LGChem | RESU6.5 | 2 | Goodwe | GW3600S-BP | NULL | NULL | NULL | NULL | LGChem | RESU Plus | NULL | NULL | LGChem | 95 | Date Added : 18-Jan-19, Reference # : HBS1104, HBS designation : LG Chem RESU6.5 (2 off) w/ Goodwe GW3600S-BP inverter, Inverter Capacity (Var) : 3680, Useable capacity (kWh) : 11.8, BESS manufacturer : NULL, BESS Model # : NULL, Battery System (BS) Manufacturer : LGChem, Battery System (BS) Model # : RESU6.5, Number of BESS/BS in system : 2, Inverter manufacturer : Goodwe, Inverter model # : GW3600S-BP, Smart controller/meter manufacturer : NULL, Smart controller/meter model # : NULL, Current sensor manufacturer : NULL, Current sensor model # : NULL, Other major component manufacturer : LGChem, Other major component model # : RESU Plus, Other major component manufacturer : NULL, Other major component model # : NULL, Battery Brand : LGChem, SystemId : 95
18-Jan-19 | HBS1105 | LG Chem RESU6.5 (2 off) w/ Goodwe GW5000S-BP inverter | 5000 | 11.8 | NULL | NULL | LGChem | RESU6.5 | 2 | Goodwe | GW5000S-BP | NULL | NULL | NULL | NULL | LGChem | RESU Plus | NULL | NULL | LGChem | 96 | Date Added : 18-Jan-19, Reference # : HBS1105, HBS designation : LG Chem RESU6.5 (2 off) w/ Goodwe GW5000S-BP inverter, Inverter Capacity (Var) : 5000, Useable capacity (kWh) : 11.8, BESS manufacturer : NULL, BESS Model # : NULL, Battery System (BS) Manufacturer : LGChem, Battery System (BS) Model # : RESU6.5, Number of BESS/BS in system : 2, Inverter manufacturer : Goodwe, Inverter model # : GW5000S-BP, Smart controller/meter manufacturer : NULL, Smart controller/meter model # : NULL, Current sensor manufacturer : NULL, Current sensor model # : NULL, Other major component manufacturer : LGChem, Other major component model # : RESU Plus, Other major component manufacturer : NULL, Other major component model # : NULL, Battery Brand : LGChem, SystemId : 96
18-Jan-19 | HBS1106 | LG Chem RESU6.5 + RESU10 w/ Goodwe GW5048D-ES inverter | 4950 | 14.7 | NULL | NULL | LGChem | RESU6.5, RESU10 | 2 | Goodwe | GW5048D-ES | NULL | NULL | NULL | NULL | LGChem | RESU Plus | NULL | NULL | LGChem | 97 | Date Added : 18-Jan-19, Reference # : HBS1106, HBS designation : LG Chem RESU6.5 + RESU10 w/ Goodwe GW5048D-ES inverter, Inverter Capacity (Var) : 4950, Useable capacity (kWh) : 14.7, BESS manufacturer : NULL, BESS Model # : NULL, Battery System (BS) Manufacturer : LGChem, Battery System (BS) Model # : RESU6.5, RESU10, Number of BESS/BS in system : 2, Inverter manufacturer : Goodwe, Inverter model # : GW5048D-ES, Smart controller/meter manufacturer : NULL, Smart controller/meter model # : NULL, Current sensor manufacturer : NULL, Current sensor model # : NULL, Other major component manufacturer : LGChem, Other major component model # : RESU Plus, Other major component manufacturer : NULL, Other major component model # : NULL, Battery Brand : LGChem, SystemId : 97
18-Jan-19 | HBS1107 | LG Chem RESU6.5 + RESU10 w/ Goodwe GW5048-EM inverter | 5000 | 14.7 | NULL | NULL | LGChem | RESU6.5, RESU10 | 2 | Goodwe | GW5048-EM | NULL | NULL | NULL | NULL | LGChem | RESU Plus | NULL | NULL | LGChem | 98 | Date Added : 18-Jan-19, Reference # : HBS1107, HBS designation : LG Chem RESU6.5 + RESU10 w/ Goodwe GW5048-EM inverter, Inverter Capacity (Var) : 5000, Useable capacity (kWh) : 14.7, BESS manufacturer : NULL, BESS Model # : NULL, Battery System (BS) Manufacturer : LGChem, Battery System (BS) Model # : RESU6.5, RESU10, Number of BESS/BS in system : 2, Inverter manufacturer : Goodwe, Inverter model # : GW5048-EM, Smart controller/meter manufacturer : NULL, Smart controller/meter model # : NULL, Current sensor manufacturer : NULL, Current sensor model # : NULL, Other major component manufacturer : LGChem, Other major component model # : RESU Plus, Other major component manufacturer : NULL, Other major component model # : NULL, Battery Brand : LGChem, SystemId : 98
18-Jan-19 | HBS1108 | LG Chem RESU6.5 + RESU10 w/ Goodwe GW3648-EM inverter | 3680 | 14.7 | NULL | NULL | LGChem | RESU6.5, RESU10 | 2 | Goodwe | GW3648-EM | NULL | NULL | NULL | NULL | LGChem | RESU Plus | NULL | NULL | LGChem | 99 | Date Added : 18-Jan-19, Reference # : HBS1108, HBS designation : LG Chem RESU6.5 + RESU10 w/ Goodwe GW3648-EM inverter, Inverter Capacity (Var) : 3680, Useable capacity (kWh) : 14.7, BESS manufacturer : NULL, BESS Model # : NULL, Battery System (BS) Manufacturer : LGChem, Battery System (BS) Model # : RESU6.5, RESU10, Number of BESS/BS in system : 2, Inverter manufacturer : Goodwe, Inverter model # : GW3648-EM, Smart controller/meter manufacturer : NULL, Smart controller/meter model # : NULL, Current sensor manufacturer : NULL, Current sensor model # : NULL, Other major component manufacturer : LGChem, Other major component model # : RESU Plus, Other major component manufacturer : NULL, Other major component model # : NULL, Battery Brand : LGChem, SystemId : 99
18-Jan-19 | HBS1109 | LG Chem RESU6.5 + RESU10 w/ Goodwe GW3048-EM inverter | 3000 | 14.7 | NULL | NULL | LGChem | RESU6.5, RESU10 | 2 | Goodwe | GW3048-EM | NULL | NULL | NULL | NULL | LGChem | RESU Plus | NULL | NULL | LGChem | 100 | Date Added : 18-Jan-19, Reference # : HBS1109, HBS designation : LG Chem RESU6.5 + RESU10 w/ Goodwe GW3048-EM inverter, Inverter Capacity (Var) : 3000, Useable capacity (kWh) : 14.7, BESS manufacturer : NULL, BESS Model # : NULL, Battery System (BS) Manufacturer : LGChem, Battery System (BS) Model # : RESU6.5, RESU10, Number of BESS/BS in system : 2, Inverter manufacturer : Goodwe, Inverter model # : GW3048-EM, Smart controller/meter manufacturer : NULL, Smart controller/meter model # : NULL, Current sensor manufacturer : NULL, Current sensor model # : NULL, Other major component manufacturer : LGChem, Other major component model # : RESU Plus, Other major component manufacturer : NULL, Other major component model # : NULL, Battery Brand : LGChem, SystemId : 100
18-Jan-19 | HBS1110 | LG Chem RESU6.5 + RESU10 w/ Goodwe GW3600S-BP inverter | 3680 | 14.7 | NULL | NULL | LGChem | RESU6.5, RESU10 | 2 | Goodwe | GW3600S-BP | NULL | NULL | NULL | NULL | LGChem | RESU Plus | NULL | NULL | LGChem | 101 | Date Added : 18-Jan-19, Reference # : HBS1110, HBS designation : LG Chem RESU6.5 + RESU10 w/ Goodwe GW3600S-BP inverter, Inverter Capacity (Var) : 3680, Useable capacity (kWh) : 14.7, BESS manufacturer : NULL, BESS Model # : NULL, Battery System (BS) Manufacturer : LGChem, Battery System (BS) Model # : RESU6.5, RESU10, Number of BESS/BS in system : 2, Inverter manufacturer : Goodwe, Inverter model # : GW3600S-BP, Smart controller/meter manufacturer : NULL, Smart controller/meter model # : NULL, Current sensor manufacturer : NULL, Current sensor model # : NULL, Other major component manufacturer : LGChem, Other major component model # : RESU Plus, Other major component manufacturer : NULL, Other major component model # : NULL, Battery Brand : LGChem, SystemId : 101
18-Jan-19 | HBS1111 | LG Chem RESU6.5 + RESU10 w/ Goodwe GW5000S-BP inverter | 5000 | 14.7 | NULL | NULL | LGChem | RESU6.5, RESU10 | 2 | Goodwe | GW5000S-BP | NULL | NULL | NULL | NULL | LGChem | RESU Plus | NULL | NULL | LGChem | 102 | Date Added : 18-Jan-19, Reference # : HBS1111, HBS designation : LG Chem RESU6.5 + RESU10 w/ Goodwe GW5000S-BP inverter, Inverter Capacity (Var) : 5000, Useable capacity (kWh) : 14.7, BESS manufacturer : NULL, BESS Model # : NULL, Battery System (BS) Manufacturer : LGChem, Battery System (BS) Model # : RESU6.5, RESU10, Number of BESS/BS in system : 2, Inverter manufacturer : Goodwe, Inverter model # : GW5000S-BP, Smart controller/meter manufacturer : NULL, Smart controller/meter model # : NULL, Current sensor manufacturer : NULL, Current sensor model # : NULL, Other major component manufacturer : LGChem, Other major component model # : RESU Plus, Other major component manufacturer : NULL, Other major component model # : NULL, Battery Brand : LGChem, SystemId : 102
18-Jan-19 | HBS1112 | LG Chem RESU10 (2 off) w/ Goodwe GW5048D-ES inverter | 4950 | 17.6 | NULL | NULL | LGChem | RESU10 | 2 | Goodwe | GW5048D-ES | NULL | NULL | NULL | NULL | LGChem | RESU Plus | NULL | NULL | LGChem | 103 | Date Added : 18-Jan-19, Reference # : HBS1112, HBS designation : LG Chem RESU10 (2 off) w/ Goodwe GW5048D-ES inverter, Inverter Capacity (Var) : 4950, Useable capacity (kWh) : 17.6, BESS manufacturer : NULL, BESS Model # : NULL, Battery System (BS) Manufacturer : LGChem, Battery System (BS) Model # : RESU10, Number of BESS/BS in system : 2, Inverter manufacturer : Goodwe, Inverter model # : GW5048D-ES, Smart controller/meter manufacturer : NULL, Smart controller/meter model # : NULL, Current sensor manufacturer : NULL, Current sensor model # : NULL, Other major component manufacturer : LGChem, Other major component model # : RESU Plus, Other major component manufacturer : NULL, Other major component model # : NULL, Battery Brand : LGChem, SystemId : 103
18-Jan-19 | HBS1113 | LG Chem RESU10 (2 off) w/ Goodwe GW5048-EM inverter | 5000 | 17.6 | NULL | NULL | LGChem | RESU10 | 2 | Goodwe | GW5048-EM | NULL | NULL | NULL | NULL | LGChem | RESU Plus | NULL | NULL | LGChem | 104 | Date Added : 18-Jan-19, Reference # : HBS1113, HBS designation : LG Chem RESU10 (2 off) w/ Goodwe GW5048-EM inverter, Inverter Capacity (Var) : 5000, Useable capacity (kWh) : 17.6, BESS manufacturer : NULL, BESS Model # : NULL, Battery System (BS) Manufacturer : LGChem, Battery System (BS) Model # : RESU10, Number of BESS/BS in system : 2, Inverter manufacturer : Goodwe, Inverter model # : GW5048-EM, Smart controller/meter manufacturer : NULL, Smart controller/meter model # : NULL, Current sensor manufacturer : NULL, Current sensor model # : NULL, Other major component manufacturer : LGChem, Other major component model # : RESU Plus, Other major component manufacturer : NULL, Other major component model # : NULL, Battery Brand : LGChem, SystemId : 104
18-Jan-19 | HBS1114 | LG Chem RESU10 (2 off) w/ Goodwe GW3648-EM inverter | 3680 | 17.6 | NULL | NULL | LGChem | RESU10 | 2 | Goodwe | GW3648-EM | NULL | NULL | NULL | NULL | LGChem | RESU Plus | NULL | NULL | LGChem | 105 | Date Added : 18-Jan-19, Reference # : HBS1114, HBS designation : LG Chem RESU10 (2 off) w/ Goodwe GW3648-EM inverter, Inverter Capacity (Var) : 3680, Useable capacity (kWh) : 17.6, BESS manufacturer : NULL, BESS Model # : NULL, Battery System (BS) Manufacturer : LGChem, Battery System (BS) Model # : RESU10, Number of BESS/BS in system : 2, Inverter manufacturer : Goodwe, Inverter model # : GW3648-EM, Smart controller/meter manufacturer : NULL, Smart controller/meter model # : NULL, Current sensor manufacturer : NULL, Current sensor model # : NULL, Other major component manufacturer : LGChem, Other major component model # : RESU Plus, Other major component manufacturer : NULL, Other major component model # : NULL, Battery Brand : LGChem, SystemId : 105
18-Jan-19 | HBS1115 | LG Chem RESU10 (2 off) w/ Goodwe GW3048-EM inverter | 3000 | 17.6 | NULL | NULL | LGChem | RESU10 | 2 | Goodwe | GW3048-EM | NULL | NULL | NULL | NULL | LGChem | RESU Plus | NULL | NULL | LGChem | 106 | Date Added : 18-Jan-19, Reference # : HBS1115, HBS designation : LG Chem RESU10 (2 off) w/ Goodwe GW3048-EM inverter, Inverter Capacity (Var) : 3000, Useable capacity (kWh) : 17.6, BESS manufacturer : NULL, BESS Model # : NULL, Battery System (BS) Manufacturer : LGChem, Battery System (BS) Model # : RESU10, Number of BESS/BS in system : 2, Inverter manufacturer : Goodwe, Inverter model # : GW3048-EM, Smart controller/meter manufacturer : NULL, Smart controller/meter model # : NULL, Current sensor manufacturer : NULL, Current sensor model # : NULL, Other major component manufacturer : LGChem, Other major component model # : RESU Plus, Other major component manufacturer : NULL, Other major component model # : NULL, Battery Brand : LGChem, SystemId : 106
18-Jan-19 | HBS1116 | LG Chem RESU10 (2 off) w/ Goodwe GW3600S-BP inverter | 3680 | 17.6 | NULL | NULL | LGChem | RESU10 | 2 | Goodwe | GW3600S-BP | NULL | NULL | NULL | NULL | LGChem | RESU Plus | NULL | NULL | LGChem | 107 | Date Added : 18-Jan-19, Reference # : HBS1116, HBS designation : LG Chem RESU10 (2 off) w/ Goodwe GW3600S-BP inverter, Inverter Capacity (Var) : 3680, Useable capacity (kWh) : 17.6, BESS manufacturer : NULL, BESS Model # : NULL, Battery System (BS) Manufacturer : LGChem, Battery System (BS) Model # : RESU10, Number of BESS/BS in system : 2, Inverter manufacturer : Goodwe, Inverter model # : GW3600S-BP, Smart controller/meter manufacturer : NULL, Smart controller/meter model # : NULL, Current sensor manufacturer : NULL, Current sensor model # : NULL, Other major component manufacturer : LGChem, Other major component model # : RESU Plus, Other major component manufacturer : NULL, Other major component model # : NULL, Battery Brand : LGChem, SystemId : 107
18-Jan-19 | HBS1117 | LG Chem RESU10 (2 off) w/ Goodwe GW5000S-BP inverter | 5000 | 17.6 | NULL | NULL | LGChem | RESU10 | 2 | Goodwe | GW5000S-BP | NULL | NULL | NULL | NULL | LGChem | RESU Plus | NULL | NULL | LGChem | 108 | Date Added : 18-Jan-19, Reference # : HBS1117, HBS designation : LG Chem RESU10 (2 off) w/ Goodwe GW5000S-BP inverter, Inverter Capacity (Var) : 5000, Useable capacity (kWh) : 17.6, BESS manufacturer : NULL, BESS Model # : NULL, Battery System (BS) Manufacturer : LGChem, Battery System (BS) Model # : RESU10, Number of BESS/BS in system : 2, Inverter manufacturer : Goodwe, Inverter model # : GW5000S-BP, Smart controller/meter manufacturer : NULL, Smart controller/meter model # : NULL, Current sensor manufacturer : NULL, Current sensor model # : NULL, Other major component manufacturer : LGChem, Other major component model # : RESU Plus, Other major component manufacturer : NULL, Other major component model # : NULL, Battery Brand : LGChem, SystemId : 108
22-Jan-19 | HBS1062 | Pylontech US2000 Plus (6 off) w/ Goodwe GW5048-EM inverter, SwitchDin 'smart controller' | 5000 | 13.2 | NULL | NULL | Pylontech | US2000 Plus | 6 | Goodwe | GW5048-EM | SwitchDin | Droplet | NULL | NULL | Pylontech | Battery cabinet | NULL | NULL | Pylontech | 109 | Date Added : 22-Jan-19, Reference # : HBS1062, HBS designation : Pylontech US2000 Plus (6 off) w/ Goodwe GW5048-EM inverter, SwitchDin 'smart controller', Inverter Capacity (Var) : 5000, Useable capacity (kWh) : 13.2, BESS manufacturer : NULL, BESS Model # : NULL, Battery System (BS) Manufacturer : Pylontech, Battery System (BS) Model # : US2000 Plus, Number of BESS/BS in system : 6, Inverter manufacturer : Goodwe, Inverter model # : GW5048-EM, Smart controller/meter manufacturer : SwitchDin, Smart controller/meter model # : Droplet, Current sensor manufacturer : NULL, Current sensor model # : NULL, Other major component manufacturer : Pylontech, Other major component model # : Battery cabinet, Other major component manufacturer : NULL, Other major component model # : NULL, Battery Brand : Pylontech, SystemId : 109
22-Jan-19 | HBS1063 | Pylontech US2000 Plus (6 off) w/ Goodwe GW3048-EM inverter, SwitchDin 'smart controller' | 3000 | 13.2 | NULL | NULL | Pylontech | US2000 Plus | 6 | Goodwe | GW3048-EM | SwitchDin | Droplet | NULL | NULL | Pylontech | Battery cabinet | NULL | NULL | Pylontech | 110 | Date Added : 22-Jan-19, Reference # : HBS1063, HBS designation : Pylontech US2000 Plus (6 off) w/ Goodwe GW3048-EM inverter, SwitchDin 'smart controller', Inverter Capacity (Var) : 3000, Useable capacity (kWh) : 13.2, BESS manufacturer : NULL, BESS Model # : NULL, Battery System (BS) Manufacturer : Pylontech, Battery System (BS) Model # : US2000 Plus, Number of BESS/BS in system : 6, Inverter manufacturer : Goodwe, Inverter model # : GW3048-EM, Smart controller/meter manufacturer : SwitchDin, Smart controller/meter model # : Droplet, Current sensor manufacturer : NULL, Current sensor model # : NULL, Other major component manufacturer : Pylontech, Other major component model # : Battery cabinet, Other major component manufacturer : NULL, Other major component model # : NULL, Battery Brand : Pylontech, SystemId : 110
22-Jan-19 | HBS1064 | Pylontech US2000 Plus (6 off) w/ Goodwe GW5000S-BP inverter (AC-coupled), SwitchDin 'smart controller' | 5000 | 13.2 | NULL | NULL | Pylontech | US2000 Plus | 6 | Goodwe | GW5000S-BP | SwitchDin | Droplet | NULL | NULL | Pylontech | Battery cabinet | NULL | NULL | Pylontech | 111 | Date Added : 22-Jan-19, Reference # : HBS1064, HBS designation : Pylontech US2000 Plus (6 off) w/ Goodwe GW5000S-BP inverter (AC-coupled), SwitchDin 'smart controller', Inverter Capacity (Var) : 5000, Useable capacity (kWh) : 13.2, BESS manufacturer : NULL, BESS Model # : NULL, Battery System (BS) Manufacturer : Pylontech, Battery System (BS) Model # : US2000 Plus, Number of BESS/BS in system : 6, Inverter manufacturer : Goodwe, Inverter model # : GW5000S-BP, Smart controller/meter manufacturer : SwitchDin, Smart controller/meter model # : Droplet, Current sensor manufacturer : NULL, Current sensor model # : NULL, Other major component manufacturer : Pylontech, Other major component model # : Battery cabinet, Other major component manufacturer : NULL, Other major component model # : NULL, Battery Brand : Pylontech, SystemId : 111
22-Jan-19 | HBS1065 | Pylontech US2000 Plus (6 off) w/ Goodwe GW3600S-BP inverter (AC-coupled), SwitchDin 'smart controller' | 3680 | 13.2 | NULL | NULL | Pylontech | US2000 Plus | 6 | Goodwe | GW3600S-BP | SwitchDin | Droplet | NULL | NULL | Pylontech | Battery cabinet | NULL | NULL | Pylontech | 112 | Date Added : 22-Jan-19, Reference # : HBS1065, HBS designation : Pylontech US2000 Plus (6 off) w/ Goodwe GW3600S-BP inverter (AC-coupled), SwitchDin 'smart controller', Inverter Capacity (Var) : 3680, Useable capacity (kWh) : 13.2, BESS manufacturer : NULL, BESS Model # : NULL, Battery System (BS) Manufacturer : Pylontech, Battery System (BS) Model # : US2000 Plus, Number of BESS/BS in system : 6, Inverter manufacturer : Goodwe, Inverter model # : GW3600S-BP, Smart controller/meter manufacturer : SwitchDin, Smart controller/meter model # : Droplet, Current sensor manufacturer : NULL, Current sensor model # : NULL, Other major component manufacturer : Pylontech, Other major component model # : Battery cabinet, Other major component manufacturer : NULL, Other major component model # : NULL, Battery Brand : Pylontech, SystemId : 112
22-Jan-19 | HBS1066 | Pylontech US2000 Plus (6 off) w/ Goodwe GW5048D-ES inverter, SwitchDin 'smart controller' | 4950 | 13.2 | NULL | NULL | Pylontech | US2000 Plus | 6 | Goodwe | GW5048D-ES | SwitchDin | Droplet | NULL | NULL | Pylontech | Battery cabinet | NULL | NULL | Pylontech | 113 | Date Added : 22-Jan-19, Reference # : HBS1066, HBS designation : Pylontech US2000 Plus (6 off) w/ Goodwe GW5048D-ES inverter, SwitchDin 'smart controller', Inverter Capacity (Var) : 4950, Useable capacity (kWh) : 13.2, BESS manufacturer : NULL, BESS Model # : NULL, Battery System (BS) Manufacturer : Pylontech, Battery System (BS) Model # : US2000 Plus, Number of BESS/BS in system : 6, Inverter manufacturer : Goodwe, Inverter model # : GW5048D-ES, Smart controller/meter manufacturer : SwitchDin, Smart controller/meter model # : Droplet, Current sensor manufacturer : NULL, Current sensor model # : NULL, Other major component manufacturer : Pylontech, Other major component model # : Battery cabinet, Other major component manufacturer : NULL, Other major component model # : NULL, Battery Brand : Pylontech, SystemId : 113
22-Jan-19 | HBS1067 | Redback Smart Hybrid SH5000-Pylontech 4.8 (Pylontech US2000 Plus (2 off) w/ Redback SH5000 inverter, BE13200 enclosure, smart meter) | 5000 | 4.4 | NULL | NULL | Pylontech | US2000 Plus | 2 | Redback | SH5000 | NULL | NULL | NULL | NULL | Redback | BE13200 | NULL | NULL | Redback | 114 | Date Added : 22-Jan-19, Reference # : HBS1067, HBS designation : Redback Smart Hybrid SH5000-Pylontech 4.8 (Pylontech US2000 Plus (2 off) w/ Redback SH5000 inverter, BE13200 enclosure, smart meter), Inverter Capacity (Var) : 5000, Useable capacity (kWh) : 4.4, BESS manufacturer : NULL, BESS Model # : NULL, Battery System (BS) Manufacturer : Pylontech, Battery System (BS) Model # : US2000 Plus, Number of BESS/BS in system : 2, Inverter manufacturer : Redback, Inverter model # : SH5000, Smart controller/meter manufacturer : NULL, Smart controller/meter model # : NULL, Current sensor manufacturer : NULL, Current sensor model # : NULL, Other major component manufacturer : Redback, Other major component model # : BE13200, Other major component manufacturer : NULL, Other major component model # : NULL, Battery Brand : Redback, SystemId : 114
22-Jan-19 | HBS1068 | Redback Smart Hybrid SH5000-Pylontech 7.2 (Pylontech US2000 Plus (3 off) w/ Redback SH5000 inverter, BE13200 enclosure, smart meter) | 5000 | 6.6 | NULL | NULL | Pylontech | US2000 Plus | 3 | Redback | SH5000 | NULL | NULL | NULL | NULL | Redback | BE13200 | NULL | NULL | Redback | 115 | Date Added : 22-Jan-19, Reference # : HBS1068, HBS designation : Redback Smart Hybrid SH5000-Pylontech 7.2 (Pylontech US2000 Plus (3 off) w/ Redback SH5000 inverter, BE13200 enclosure, smart meter), Inverter Capacity (Var) : 5000, Useable capacity (kWh) : 6.6, BESS manufacturer : NULL, BESS Model # : NULL, Battery System (BS) Manufacturer : Pylontech, Battery System (BS) Model # : US2000 Plus, Number of BESS/BS in system : 3, Inverter manufacturer : Redback, Inverter model # : SH5000, Smart controller/meter manufacturer : NULL, Smart controller/meter model # : NULL, Current sensor manufacturer : NULL, Current sensor model # : NULL, Other major component manufacturer : Redback, Other major component model # : BE13200, Other major component manufacturer : NULL, Other major component model # : NULL, Battery Brand : Redback, SystemId : 115
22-Jan-19 | HBS1069 | Redback Smart Hybrid SH5000-Pylontech 9.6 (Pylontech US2000 Plus (4 off) w/ Redback SH5000 inverter, BE13200 enclosure, smart meter) | 5000 | 8.8 | NULL | NULL | Pylontech | US2000 Plus | 4 | Redback | SH5000 | NULL | NULL | NULL | NULL | Redback | BE13200 | NULL | NULL | Redback | 116 | Date Added : 22-Jan-19, Reference # : HBS1069, HBS designation : Redback Smart Hybrid SH5000-Pylontech 9.6 (Pylontech US2000 Plus (4 off) w/ Redback SH5000 inverter, BE13200 enclosure, smart meter), Inverter Capacity (Var) : 5000, Useable capacity (kWh) : 8.8, BESS manufacturer : NULL, BESS Model # : NULL, Battery System (BS) Manufacturer : Pylontech, Battery System (BS) Model # : US2000 Plus, Number of BESS/BS in system : 4, Inverter manufacturer : Redback, Inverter model # : SH5000, Smart controller/meter manufacturer : NULL, Smart controller/meter model # : NULL, Current sensor manufacturer : NULL, Current sensor model # : NULL, Other major component manufacturer : Redback, Other major component model # : BE13200, Other major component manufacturer : NULL, Other major component model # : NULL, Battery Brand : Redback, SystemId : 116
23-Jan-19 | HBS1128 | BYD B-Box Pro 13.8 w/ Selectronic SPMC481-AU inverter charger, Select.live | 5000 | 13.8 | NULL | NULL | BYD | BYD B-Box Pro 13.8 | 1 | Selectronic Australia Pty Ltd | SPMC481-AU | Selectronic Australia Pty Ltd | Select.live | NULL | NULL | NULL | NULL | NULL | NULL | BYD | 118 | Date Added : 23-Jan-19, Reference # : HBS1128, HBS designation : BYD B-Box Pro 13.8 w/ Selectronic SPMC481-AU inverter charger, Select.live, Inverter Capacity (Var) : 5000, Useable capacity (kWh) : 13.8, BESS manufacturer : NULL, BESS Model # : NULL, Battery System (BS) Manufacturer : BYD, Battery System (BS) Model # : BYD B-Box Pro 13.8, Number of BESS/BS in system : 1, Inverter manufacturer : Selectronic Australia Pty Ltd, Inverter model # : SPMC481-AU, Smart controller/meter manufacturer : Selectronic Australia Pty Ltd, Smart controller/meter model # : Select.live, Current sensor manufacturer : NULL, Current sensor model # : NULL, Other major component manufacturer : NULL, Other major component model # : NULL, Other major component manufacturer : NULL, Other major component model # : NULL, Battery Brand : BYD, SystemId : 118
23-Jan-19 | HBS1129 | BYD B-Box Pro 13.8 w/ Selectronic SPMC482-AU inverter charger, Select.live | 7500 | 13.8 | NULL | NULL | BYD | BYD B-Box Pro 13.8 | 1 | Selectronic Australia Pty Ltd | SPMC482-AU | Selectronic Australia Pty Ltd | Select.live | NULL | NULL | NULL | NULL | NULL | NULL | BYD | 119 | Date Added : 23-Jan-19, Reference # : HBS1129, HBS designation : BYD B-Box Pro 13.8 w/ Selectronic SPMC482-AU inverter charger, Select.live, Inverter Capacity (Var) : 7500, Useable capacity (kWh) : 13.8, BESS manufacturer : NULL, BESS Model # : NULL, Battery System (BS) Manufacturer : BYD, Battery System (BS) Model # : BYD B-Box Pro 13.8, Number of BESS/BS in system : 1, Inverter manufacturer : Selectronic Australia Pty Ltd, Inverter model # : SPMC482-AU, Smart controller/meter manufacturer : Selectronic Australia Pty Ltd, Smart controller/meter model # : Select.live, Current sensor manufacturer : NULL, Current sensor model # : NULL, Other major component manufacturer : NULL, Other major component model # : NULL, Other major component manufacturer : NULL, Other major component model # : NULL, Battery Brand : BYD, SystemId : 119
23-Jan-19 | HBS1127 | Varta Pulse 6 (2 off) w/ SwitchDin Droplet | 2500 | 11.8 | Varta | Pulse 6 | NULL | NULL | 2 | NULL | NULL | SwitchDin | Droplet | NULL | NULL | NULL | NULL | NULL | NULL | Varta | 117 | Date Added : 23-Jan-19, Reference # : HBS1127, HBS designation : Varta Pulse 6 (2 off) w/ SwitchDin Droplet, Inverter Capacity (Var) : 2500, Useable capacity (kWh) : 11.8, BESS manufacturer : Varta, BESS Model # : Pulse 6, Battery System (BS) Manufacturer : NULL, Battery System (BS) Model # : NULL, Number of BESS/BS in system : 2, Inverter manufacturer : NULL, Inverter model # : NULL, Smart controller/meter manufacturer : SwitchDin, Smart controller/meter model # : Droplet, Current sensor manufacturer : NULL, Current sensor model # : NULL, Other major component manufacturer : NULL, Other major component model # : NULL, Other major component manufacturer : NULL, Other major component model # : NULL, Battery Brand : Varta, SystemId : 117
31-Jan-19 | HBS1190 | Enphase AC Battery IQ7-B1200-LN-I-INT (2 off) w/ Envoy-S Metered Gateway | 260 | 2.4 | Enphase | AC Battery IQ7-B1200-LN-I-INT | NULL | NULL | 2 | NULL | NULL | NULL | NULL | NULL | NULL | Enphase | Envoy-S Metered Gateway | NULL | NULL | Enphase | 120 | Date Added : 31-Jan-19, Reference # : HBS1190, HBS designation : Enphase AC Battery IQ7-B1200-LN-I-INT (2 off) w/ Envoy-S Metered Gateway, Inverter Capacity (Var) : 260, Useable capacity (kWh) : 2.4, BESS manufacturer : Enphase, BESS Model # : AC Battery IQ7-B1200-LN-I-INT, Battery System (BS) Manufacturer : NULL, Battery System (BS) Model # : NULL, Number of BESS/BS in system : 2, Inverter manufacturer : NULL, Inverter model # : NULL, Smart controller/meter manufacturer : NULL, Smart controller/meter model # : NULL, Current sensor manufacturer : NULL, Current sensor model # : NULL, Other major component manufacturer : Enphase, Other major component model # : Envoy-S Metered Gateway, Other major component manufacturer : NULL, Other major component model # : NULL, Battery Brand : Enphase, SystemId : 120
31-Jan-19 | HBS1191 | Enphase AC Battery IQ7-B1200-LN-I-INT (3 off) w/ Envoy-S Metered Gateway | 260 | 3.6 | Enphase | AC Battery IQ7-B1200-LN-I-INT | NULL | NULL | 3 | NULL | NULL | NULL | NULL | NULL | NULL | Enphase | Envoy-S Metered Gateway | NULL | NULL | Enphase | 121 | Date Added : 31-Jan-19, Reference # : HBS1191, HBS designation : Enphase AC Battery IQ7-B1200-LN-I-INT (3 off) w/ Envoy-S Metered Gateway, Inverter Capacity (Var) : 260, Useable capacity (kWh) : 3.6, BESS manufacturer : Enphase, BESS Model # : AC Battery IQ7-B1200-LN-I-INT, Battery System (BS) Manufacturer : NULL, Battery System (BS) Model # : NULL, Number of BESS/BS in system : 3, Inverter manufacturer : NULL, Inverter model # : NULL, Smart controller/meter manufacturer : NULL, Smart controller/meter model # : NULL, Current sensor manufacturer : NULL, Current sensor model # : NULL, Other major component manufacturer : Enphase, Other major component model # : Envoy-S Metered Gateway, Other major component manufacturer : NULL, Other major component model # : NULL, Battery Brand : Enphase, SystemId : 121
31-Jan-19 | HBS1192 | Enphase AC Battery IQ7-B1200-LN-I-INT (4 off) w/ Envoy-S Metered Gateway | 260 | 4.8 | Enphase | AC Battery IQ7-B1200-LN-I-INT | NULL | NULL | 4 | NULL | NULL | NULL | NULL | NULL | NULL | Enphase | Envoy-S Metered Gateway | NULL | NULL | Enphase | 122 | Date Added : 31-Jan-19, Reference # : HBS1192, HBS designation : Enphase AC Battery IQ7-B1200-LN-I-INT (4 off) w/ Envoy-S Metered Gateway, Inverter Capacity (Var) : 260, Useable capacity (kWh) : 4.8, BESS manufacturer : Enphase, BESS Model # : AC Battery IQ7-B1200-LN-I-INT, Battery System (BS) Manufacturer : NULL, Battery System (BS) Model # : NULL, Number of BESS/BS in system : 4, Inverter manufacturer : NULL, Inverter model # : NULL, Smart controller/meter manufacturer : NULL, Smart controller/meter model # : NULL, Current sensor manufacturer : NULL, Current sensor model # : NULL, Other major component manufacturer : Enphase, Other major component model # : Envoy-S Metered Gateway, Other major component manufacturer : NULL, Other major component model # : NULL, Battery Brand : Enphase, SystemId : 122
31-Jan-19 | HBS1193 | Enphase AC Battery IQ7-B1200-LN-I-INT (5 off) w/ Envoy-S Metered Gateway | 260 | 6 | Enphase | AC Battery IQ7-B1200-LN-I-INT | NULL | NULL | 5 | NULL | NULL | NULL | NULL | NULL | NULL | Enphase | Envoy-S Metered Gateway | NULL | NULL | Enphase | 123 | Date Added : 31-Jan-19, Reference # : HBS1193, HBS designation : Enphase AC Battery IQ7-B1200-LN-I-INT (5 off) w/ Envoy-S Metered Gateway, Inverter Capacity (Var) : 260, Useable capacity (kWh) : 6, BESS manufacturer : Enphase, BESS Model # : AC Battery IQ7-B1200-LN-I-INT, Battery System (BS) Manufacturer : NULL, Battery System (BS) Model # : NULL, Number of BESS/BS in system : 5, Inverter manufacturer : NULL, Inverter model # : NULL, Smart controller/meter manufacturer : NULL, Smart controller/meter model # : NULL, Current sensor manufacturer : NULL, Current sensor model # : NULL, Other major component manufacturer : Enphase, Other major component model # : Envoy-S Metered Gateway, Other major component manufacturer : NULL, Other major component model # : NULL, Battery Brand : Enphase, SystemId : 123
31-Jan-19 | HBS1194 | Enphase AC Battery IQ7-B1200-LN-I-INT (6 off) w/ Envoy-S Metered Gateway | 260 | 7.2 | Enphase | AC Battery IQ7-B1200-LN-I-INT | NULL | NULL | 6 | NULL | NULL | NULL | NULL | NULL | NULL | Enphase | Envoy-S Metered Gateway | NULL | NULL | Enphase | 124 | Date Added : 31-Jan-19, Reference # : HBS1194, HBS designation : Enphase AC Battery IQ7-B1200-LN-I-INT (6 off) w/ Envoy-S Metered Gateway, Inverter Capacity (Var) : 260, Useable capacity (kWh) : 7.2, BESS manufacturer : Enphase, BESS Model # : AC Battery IQ7-B1200-LN-I-INT, Battery System (BS) Manufacturer : NULL, Battery System (BS) Model # : NULL, Number of BESS/BS in system : 6, Inverter manufacturer : NULL, Inverter model # : NULL, Smart controller/meter manufacturer : NULL, Smart controller/meter model # : NULL, Current sensor manufacturer : NULL, Current sensor model # : NULL, Other major component manufacturer : Enphase, Other major component model # : Envoy-S Metered Gateway, Other major component manufacturer : NULL, Other major component model # : NULL, Battery Brand : Enphase, SystemId : 124
31-Jan-19 | HBS1195 | Enphase AC Battery IQ7-B1200-LN-I-INT (7 off) w/ Envoy-S Metered Gateway | 260 | 8.4 | Enphase | AC Battery IQ7-B1200-LN-I-INT | NULL | NULL | 7 | NULL | NULL | NULL | NULL | NULL | NULL | Enphase | Envoy-S Metered Gateway | NULL | NULL | Enphase | 125 | Date Added : 31-Jan-19, Reference # : HBS1195, HBS designation : Enphase AC Battery IQ7-B1200-LN-I-INT (7 off) w/ Envoy-S Metered Gateway, Inverter Capacity (Var) : 260, Useable capacity (kWh) : 8.4, BESS manufacturer : Enphase, BESS Model # : AC Battery IQ7-B1200-LN-I-INT, Battery System (BS) Manufacturer : NULL, Battery System (BS) Model # : NULL, Number of BESS/BS in system : 7, Inverter manufacturer : NULL, Inverter model # : NULL, Smart controller/meter manufacturer : NULL, Smart controller/meter model # : NULL, Current sensor manufacturer : NULL, Current sensor model # : NULL, Other major component manufacturer : Enphase, Other major component model # : Envoy-S Metered Gateway, Other major component manufacturer : NULL, Other major component model # : NULL, Battery Brand : Enphase, SystemId : 125
31-Jan-19 | HBS1196 | Enphase AC Battery IQ7-B1200-LN-I-INT (8 off) w/ Envoy-S Metered Gateway | 260 | 9.6 | Enphase | AC Battery IQ7-B1200-LN-I-INT | NULL | NULL | 8 | NULL | NULL | NULL | NULL | NULL | NULL | Enphase | Envoy-S Metered Gateway | NULL | NULL | Enphase | 126 | Date Added : 31-Jan-19, Reference # : HBS1196, HBS designation : Enphase AC Battery IQ7-B1200-LN-I-INT (8 off) w/ Envoy-S Metered Gateway, Inverter Capacity (Var) : 260, Useable capacity (kWh) : 9.6, BESS manufacturer : Enphase, BESS Model # : AC Battery IQ7-B1200-LN-I-INT, Battery System (BS) Manufacturer : NULL, Battery System (BS) Model # : NULL, Number of BESS/BS in system : 8, Inverter manufacturer : NULL, Inverter model # : NULL, Smart controller/meter manufacturer : NULL, Smart controller/meter model # : NULL, Current sensor manufacturer : NULL, Current sensor model # : NULL, Other major component manufacturer : Enphase, Other major component model # : Envoy-S Metered Gateway, Other major component manufacturer : NULL, Other major component model # : NULL, Battery Brand : Enphase, SystemId : 126
06-Feb-19 | HBS1131 | Solax Triple Power T-Bat H 4.5 w/ Solar X1-Hybrid-5.0, Reposit | 4999 | 4.1 | NULL | NULL | Triple Power | T-Bat H 4.5 | 1 | Solax Power | X1-Hybrid-5.0-N-I | Reposit | Reposit controller 2.0 series | NULL | NULL | NULL | NULL | NULL | NULL | Solax | 127 | Date Added : 06-Feb-19, Reference # : HBS1131, HBS designation : Solax Triple Power T-Bat H 4.5 w/ Solar X1-Hybrid-5.0, Reposit, Inverter Capacity (Var) : 4999, Useable capacity (kWh) : 4.1, BESS manufacturer : NULL, BESS Model # : NULL, Battery System (BS) Manufacturer : Triple Power, Battery System (BS) Model # : T-Bat H 4.5, Number of BESS/BS in system : 1, Inverter manufacturer : Solax Power, Inverter model # : X1-Hybrid-5.0-N-I, Smart controller/meter manufacturer : Reposit, Smart controller/meter model # : Reposit controller 2.0 series, Current sensor manufacturer : NULL, Current sensor model # : NULL, Other major component manufacturer : NULL, Other major component model # : NULL, Other major component manufacturer : NULL, Other major component model # : NULL, Battery Brand : Solax, SystemId : 127
06-Feb-19 | HBS1133 | Solax Triple Power T-Bat H 4.5 (2 off) w/ Solar X1-Hybrid-5.0, Reposit | 4999 | 8.2 | NULL | NULL | Triple Power | T-Bat H 4.5 | 2 | Solax Power | X1-Hybrid-5.0-N-I | Reposit | Reposit controller 2.0 series | NULL | NULL | NULL | NULL | NULL | NULL | Solax | 128 | Date Added : 06-Feb-19, Reference # : HBS1133, HBS designation : Solax Triple Power T-Bat H 4.5 (2 off) w/ Solar X1-Hybrid-5.0, Reposit, Inverter Capacity (Var) : 4999, Useable capacity (kWh) : 8.2, BESS manufacturer : NULL, BESS Model # : NULL, Battery System (BS) Manufacturer : Triple Power, Battery System (BS) Model # : T-Bat H 4.5, Number of BESS/BS in system : 2, Inverter manufacturer : Solax Power, Inverter model # : X1-Hybrid-5.0-N-I, Smart controller/meter manufacturer : Reposit, Smart controller/meter model # : Reposit controller 2.0 series, Current sensor manufacturer : NULL, Current sensor model # : NULL, Other major component manufacturer : NULL, Other major component model # : NULL, Other major component manufacturer : NULL, Other major component model # : NULL, Battery Brand : Solax, SystemId : 128
06-Feb-19 | HBS1135 | Solax Triple Power T-Bat H 4.5 (3 off) w/ Solar X1-Hybrid-5.0, Reposit | 4999 | 12.3 | NULL | NULL | Triple Power | T-Bat H 4.5 | 3 | Solax Power | X1-Hybrid-5.0-N-I | Reposit | Reposit controller 2.0 series | NULL | NULL | NULL | NULL | NULL | NULL | Solax | 129 | Date Added : 06-Feb-19, Reference # : HBS1135, HBS designation : Solax Triple Power T-Bat H 4.5 (3 off) w/ Solar X1-Hybrid-5.0, Reposit, Inverter Capacity (Var) : 4999, Useable capacity (kWh) : 12.3, BESS manufacturer : NULL, BESS Model # : NULL, Battery System (BS) Manufacturer : Triple Power, Battery System (BS) Model # : T-Bat H 4.5, Number of BESS/BS in system : 3, Inverter manufacturer : Solax Power, Inverter model # : X1-Hybrid-5.0-N-I, Smart controller/meter manufacturer : Reposit, Smart controller/meter model # : Reposit controller 2.0 series, Current sensor manufacturer : NULL, Current sensor model # : NULL, Other major component manufacturer : NULL, Other major component model # : NULL, Other major component manufacturer : NULL, Other major component model # : NULL, Battery Brand : Solax, SystemId : 129
06-Feb-19 | HBS1137 | Solax Triple Power T-Bat H 6.3 w/ Solar X1-Hybrid-5.0, Reposit | 4999 | 5.7 | NULL | NULL | Triple Power | T-Bat H 6.3 | 1 | Solax Power | X1-Hybrid-5.0-N-I | Reposit | Reposit controller 2.0 series | NULL | NULL | NULL | NULL | NULL | NULL | Solax | 130 | Date Added : 06-Feb-19, Reference # : HBS1137, HBS designation : Solax Triple Power T-Bat H 6.3 w/ Solar X1-Hybrid-5.0, Reposit, Inverter Capacity (Var) : 4999, Useable capacity (kWh) : 5.7, BESS manufacturer : NULL, BESS Model # : NULL, Battery System (BS) Manufacturer : Triple Power, Battery System (BS) Model # : T-Bat H 6.3, Number of BESS/BS in system : 1, Inverter manufacturer : Solax Power, Inverter model # : X1-Hybrid-5.0-N-I, Smart controller/meter manufacturer : Reposit, Smart controller/meter model # : Reposit controller 2.0 series, Current sensor manufacturer : NULL, Current sensor model # : NULL, Other major component manufacturer : NULL, Other major component model # : NULL, Other major component manufacturer : NULL, Other major component model # : NULL, Battery Brand : Solax, SystemId : 130
06-Feb-19 | HBS1139 | Solax Triple Power T-Bat H 6.3 (2 off) w/ Solar X1-Hybrid-5.0, Reposit | 4999 | 11.4 | NULL | NULL | Triple Power | T-Bat H 6.3 | 2 | Solax Power | X1-Hybrid-5.0-N-I | Reposit | Reposit controller 2.0 series | NULL | NULL | NULL | NULL | NULL | NULL | Solax | 131 | Date Added : 06-Feb-19, Reference # : HBS1139, HBS designation : Solax Triple Power T-Bat H 6.3 (2 off) w/ Solar X1-Hybrid-5.0, Reposit, Inverter Capacity (Var) : 4999, Useable capacity (kWh) : 11.4, BESS manufacturer : NULL, BESS Model # : NULL, Battery System (BS) Manufacturer : Triple Power, Battery System (BS) Model # : T-Bat H 6.3, Number of BESS/BS in system : 2, Inverter manufacturer : Solax Power, Inverter model # : X1-Hybrid-5.0-N-I, Smart controller/meter manufacturer : Reposit, Smart controller/meter model # : Reposit controller 2.0 series, Current sensor manufacturer : NULL, Current sensor model # : NULL, Other major component manufacturer : NULL, Other major component model # : NULL, Other major component manufacturer : NULL, Other major component model # : NULL, Battery Brand : Solax, SystemId : 131
06-Feb-19 | HBS1141 | Solax Triple Power T-Bat H 6.3 (3 off) w/ Solar X1-Hybrid-5.0, Reposit | 4999 | 17.1 | NULL | NULL | Triple Power | T-Bat H 6.3 | 3 | Solax Power | X1-Hybrid-5.0-N-I | Reposit | Reposit controller 2.0 series | NULL | NULL | NULL | NULL | NULL | NULL | Solax | 132 | Date Added : 06-Feb-19, Reference # : HBS1141, HBS designation : Solax Triple Power T-Bat H 6.3 (3 off) w/ Solar X1-Hybrid-5.0, Reposit, Inverter Capacity (Var) : 4999, Useable capacity (kWh) : 17.1, BESS manufacturer : NULL, BESS Model # : NULL, Battery System (BS) Manufacturer : Triple Power, Battery System (BS) Model # : T-Bat H 6.3, Number of BESS/BS in system : 3, Inverter manufacturer : Solax Power, Inverter model # : X1-Hybrid-5.0-N-I, Smart controller/meter manufacturer : Reposit, Smart controller/meter model # : Reposit controller 2.0 series, Current sensor manufacturer : NULL, Current sensor model # : NULL, Other major component manufacturer : NULL, Other major component model # : NULL, Other major component manufacturer : NULL, Other major component model # : NULL, Battery Brand : Solax, SystemId : 132
06-Feb-19 | HBS1143 | Solax Triple Power T-Bat H 4.5 (2 off) w/ Solar X3-Hybrid-10.0, Reposit | 10000 | 8.2 | NULL | NULL | Triple Power | T-Bat H 4.5 | 2 | Solax Power | X3-Hybrid-10.0-N-E | Reposit | Reposit controller 2.0 series | NULL | NULL | NULL | NULL | NULL | NULL | Solax | 133 | Date Added : 06-Feb-19, Reference # : HBS1143, HBS designation : Solax Triple Power T-Bat H 4.5 (2 off) w/ Solar X3-Hybrid-10.0, Reposit, Inverter Capacity (Var) : 10000, Useable capacity (kWh) : 8.2, BESS manufacturer : NULL, BESS Model # : NULL, Battery System (BS) Manufacturer : Triple Power, Battery System (BS) Model # : T-Bat H 4.5, Number of BESS/BS in system : 2, Inverter manufacturer : Solax Power, Inverter model # : X3-Hybrid-10.0-N-E, Smart controller/meter manufacturer : Reposit, Smart controller/meter model # : Reposit controller 2.0 series, Current sensor manufacturer : NULL, Current sensor model # : NULL, Other major component manufacturer : NULL, Other major component model # : NULL, Other major component manufacturer : NULL, Other major component model # : NULL, Battery Brand : Solax, SystemId : 133
06-Feb-19 | HBS1145 | Solax Triple Power T-Bat H 4.5 (3 off) w/ Solar X3-Hybrid-10.0, Reposit | 10000 | 12.3 | NULL | NULL | Triple Power | T-Bat H 4.5 | 3 | Solax Power | X3-Hybrid-10.0-N-E | Reposit | Reposit controller 2.0 series | NULL | NULL | NULL | NULL | NULL | NULL | Solax | 134 | Date Added : 06-Feb-19, Reference # : HBS1145, HBS designation : Solax Triple Power T-Bat H 4.5 (3 off) w/ Solar X3-Hybrid-10.0, Reposit, Inverter Capacity (Var) : 10000, Useable capacity (kWh) : 12.3, BESS manufacturer : NULL, BESS Model # : NULL, Battery System (BS) Manufacturer : Triple Power, Battery System (BS) Model # : T-Bat H 4.5, Number of BESS/BS in system : 3, Inverter manufacturer : Solax Power, Inverter model # : X3-Hybrid-10.0-N-E, Smart controller/meter manufacturer : Reposit, Smart controller/meter model # : Reposit controller 2.0 series, Current sensor manufacturer : NULL, Current sensor model # : NULL, Other major component manufacturer : NULL, Other major component model # : NULL, Other major component manufacturer : NULL, Other major component model # : NULL, Battery Brand : Solax, SystemId : 134
06-Feb-19 | HBS1147 | Solax Triple Power T-Bat H 4.5 (4 off) w/ Solar X3-Hybrid-10.0, Reposit | 10000 | 16.4 | NULL | NULL | Triple Power | T-Bat H 4.5 | 4 | Solax Power | X3-Hybrid-10.0-N-E | Reposit | Reposit controller 2.0 series | NULL | NULL | NULL | NULL | NULL | NULL | Solax | 135 | Date Added : 06-Feb-19, Reference # : HBS1147, HBS designation : Solax Triple Power T-Bat H 4.5 (4 off) w/ Solar X3-Hybrid-10.0, Reposit, Inverter Capacity (Var) : 10000, Useable capacity (kWh) : 16.4, BESS manufacturer : NULL, BESS Model # : NULL, Battery System (BS) Manufacturer : Triple Power, Battery System (BS) Model # : T-Bat H 4.5, Number of BESS/BS in system : 4, Inverter manufacturer : Solax Power, Inverter model # : X3-Hybrid-10.0-N-E, Smart controller/meter manufacturer : Reposit, Smart controller/meter model # : Reposit controller 2.0 series, Current sensor manufacturer : NULL, Current sensor model # : NULL, Other major component manufacturer : NULL, Other major component model # : NULL, Other major component manufacturer : NULL, Other major component model # : NULL, Battery Brand : Solax, SystemId : 135
06-Feb-19 | HBS1149 | Solax Triple Power T-Bat H 4.5 (2 off) w/ Solar X3-Hybrid-8.0, Reposit | 8000 | 8.2 | NULL | NULL | Triple Power | T-Bat H 4.5 | 2 | Solax Power | X3-Hybrid-8.0-N-E | Reposit | Reposit controller 2.0 series | NULL | NULL | NULL | NULL | NULL | NULL | Solax | 136 | Date Added : 06-Feb-19, Reference # : HBS1149, HBS designation : Solax Triple Power T-Bat H 4.5 (2 off) w/ Solar X3-Hybrid-8.0, Reposit, Inverter Capacity (Var) : 8000, Useable capacity (kWh) : 8.2, BESS manufacturer : NULL, BESS Model # : NULL, Battery System (BS) Manufacturer : Triple Power, Battery System (BS) Model # : T-Bat H 4.5, Number of BESS/BS in system : 2, Inverter manufacturer : Solax Power, Inverter model # : X3-Hybrid-8.0-N-E, Smart controller/meter manufacturer : Reposit, Smart controller/meter model # : Reposit controller 2.0 series, Current sensor manufacturer : NULL, Current sensor model # : NULL, Other major component manufacturer : NULL, Other major component model # : NULL, Other major component manufacturer : NULL, Other major component model # : NULL, Battery Brand : Solax, SystemId : 136
06-Feb-19 | HBS1151 | Solax Triple Power T-Bat H 4.5 (3 off) w/ Solar X3-Hybrid-8.0, Reposit | 8000 | 12.3 | NULL | NULL | Triple Power | T-Bat H 4.5 | 3 | Solax Power | X3-Hybrid-8.0-N-E | Reposit | Reposit controller 2.0 series | NULL | NULL | NULL | NULL | NULL | NULL | Solax | 137 | Date Added : 06-Feb-19, Reference # : HBS1151, HBS designation : Solax Triple Power T-Bat H 4.5 (3 off) w/ Solar X3-Hybrid-8.0, Reposit, Inverter Capacity (Var) : 8000, Useable capacity (kWh) : 12.3, BESS manufacturer : NULL, BESS Model # : NULL, Battery System (BS) Manufacturer : Triple Power, Battery System (BS) Model # : T-Bat H 4.5, Number of BESS/BS in system : 3, Inverter manufacturer : Solax Power, Inverter model # : X3-Hybrid-8.0-N-E, Smart controller/meter manufacturer : Reposit, Smart controller/meter model # : Reposit controller 2.0 series, Current sensor manufacturer : NULL, Current sensor model # : NULL, Other major component manufacturer : NULL, Other major component model # : NULL, Other major component manufacturer : NULL, Other major component model # : NULL, Battery Brand : Solax, SystemId : 137
06-Feb-19 | HBS1153 | Solax Triple Power T-Bat H 4.5 (4 off) w/ Solar X3-Hybrid-8.0, Reposit | 8000 | 16.4 | NULL | NULL | Triple Power | T-Bat H 4.5 | 4 | Solax Power | X3-Hybrid-8.0-N-E | Reposit | Reposit controller 2.0 series | NULL | NULL | NULL | NULL | NULL | NULL | Solax | 138 | Date Added : 06-Feb-19, Reference # : HBS1153, HBS designation : Solax Triple Power T-Bat H 4.5 (4 off) w/ Solar X3-Hybrid-8.0, Reposit, Inverter Capacity (Var) : 8000, Useable capacity (kWh) : 16.4, BESS manufacturer : NULL, BESS Model # : NULL, Battery System (BS) Manufacturer : Triple Power, Battery System (BS) Model # : T-Bat H 4.5, Number of BESS/BS in system : 4, Inverter manufacturer : Solax Power, Inverter model # : X3-Hybrid-8.0-N-E, Smart controller/meter manufacturer : Reposit, Smart controller/meter model # : Reposit controller 2.0 series, Current sensor manufacturer : NULL, Current sensor model # : NULL, Other major component manufacturer : NULL, Other major component model # : NULL, Other major component manufacturer : NULL, Other major component model # : NULL, Battery Brand : Solax, SystemId : 138
06-Feb-19 | HBS1155 | Solax Triple Power T-Bat H 4.5 (2 off) w/ Solar X3-Hybrid-6.0, Reposit | 6000 | 8.2 | NULL | NULL | Triple Power | T-Bat H 4.5 | 2 | Solax Power | X3-Hybrid-6.0-N-E | Reposit | Reposit controller 2.0 series | NULL | NULL | NULL | NULL | NULL | NULL | Solax | 139 | Date Added : 06-Feb-19, Reference # : HBS1155, HBS designation : Solax Triple Power T-Bat H 4.5 (2 off) w/ Solar X3-Hybrid-6.0, Reposit, Inverter Capacity (Var) : 6000, Useable capacity (kWh) : 8.2, BESS manufacturer : NULL, BESS Model # : NULL, Battery System (BS) Manufacturer : Triple Power, Battery System (BS) Model # : T-Bat H 4.5, Number of BESS/BS in system : 2, Inverter manufacturer : Solax Power, Inverter model # : X3-Hybrid-6.0-N-E, Smart controller/meter manufacturer : Reposit, Smart controller/meter model # : Reposit controller 2.0 series, Current sensor manufacturer : NULL, Current sensor model # : NULL, Other major component manufacturer : NULL, Other major component model # : NULL, Other major component manufacturer : NULL, Other major component model # : NULL, Battery Brand : Solax, SystemId : 139
06-Feb-19 | HBS1157 | Solax Triple Power T-Bat H 4.5 (3 off) w/ Solar X3-Hybrid-6.0, Reposit | 6000 | 12.3 | NULL | NULL | Triple Power | T-Bat H 4.5 | 3 | Solax Power | X3-Hybrid-6.0-N-E | Reposit | Reposit controller 2.0 series | NULL | NULL | NULL | NULL | NULL | NULL | Solax | 140 | Date Added : 06-Feb-19, Reference # : HBS1157, HBS designation : Solax Triple Power T-Bat H 4.5 (3 off) w/ Solar X3-Hybrid-6.0, Reposit, Inverter Capacity (Var) : 6000, Useable capacity (kWh) : 12.3, BESS manufacturer : NULL, BESS Model # : NULL, Battery System (BS) Manufacturer : Triple Power, Battery System (BS) Model # : T-Bat H 4.5, Number of BESS/BS in system : 3, Inverter manufacturer : Solax Power, Inverter model # : X3-Hybrid-6.0-N-E, Smart controller/meter manufacturer : Reposit, Smart controller/meter model # : Reposit controller 2.0 series, Current sensor manufacturer : NULL, Current sensor model # : NULL, Other major component manufacturer : NULL, Other major component model # : NULL, Other major component manufacturer : NULL, Other major component model # : NULL, Battery Brand : Solax, SystemId : 140
06-Feb-19 | HBS1159 | Solax Triple Power T-Bat H 4.5 (4 off) w/ Solar X3-Hybrid-6.0, Reposit | 6000 | 16.4 | NULL | NULL | Triple Power | T-Bat H 4.5 | 4 | Solax Power | X3-Hybrid-6.0-N-E | Reposit | Reposit controller 2.0 series | NULL | NULL | NULL | NULL | NULL | NULL | Solax | 141 | Date Added : 06-Feb-19, Reference # : HBS1159, HBS designation : Solax Triple Power T-Bat H 4.5 (4 off) w/ Solar X3-Hybrid-6.0, Reposit, Inverter Capacity (Var) : 6000, Useable capacity (kWh) : 16.4, BESS manufacturer : NULL, BESS Model # : NULL, Battery System (BS) Manufacturer : Triple Power, Battery System (BS) Model # : T-Bat H 4.5, Number of BESS/BS in system : 4, Inverter manufacturer : Solax Power, Inverter model # : X3-Hybrid-6.0-N-E, Smart controller/meter manufacturer : Reposit, Smart controller/meter model # : Reposit controller 2.0 series, Current sensor manufacturer : NULL, Current sensor model # : NULL, Other major component manufacturer : NULL, Other major component model # : NULL, Other major component manufacturer : NULL, Other major component model # : NULL, Battery Brand : Solax, SystemId : 141
06-Feb-19 | HBS1161 | Solax Triple Power T-Bat H 4.5 (2 off) w/ Solar X3-Hybrid-5.0, Reposit | 5000 | 8.2 | NULL | NULL | Triple Power | T-Bat H 4.5 | 2 | Solax Power | X3-Hybrid-5.0-N-E | Reposit | Reposit controller 2.0 series | NULL | NULL | NULL | NULL | NULL | NULL | Solax | 142 | Date Added : 06-Feb-19, Reference # : HBS1161, HBS designation : Solax Triple Power T-Bat H 4.5 (2 off) w/ Solar X3-Hybrid-5.0, Reposit, Inverter Capacity (Var) : 5000, Useable capacity (kWh) : 8.2, BESS manufacturer : NULL, BESS Model # : NULL, Battery System (BS) Manufacturer : Triple Power, Battery System (BS) Model # : T-Bat H 4.5, Number of BESS/BS in system : 2, Inverter manufacturer : Solax Power, Inverter model # : X3-Hybrid-5.0-N-E, Smart controller/meter manufacturer : Reposit, Smart controller/meter model # : Reposit controller 2.0 series, Current sensor manufacturer : NULL, Current sensor model # : NULL, Other major component manufacturer : NULL, Other major component model # : NULL, Other major component manufacturer : NULL, Other major component model # : NULL, Battery Brand : Solax, SystemId : 142
06-Feb-19 | HBS1163 | Solax Triple Power T-Bat H 4.5 (3 off) w/ Solar X3-Hybrid-5.0, Reposit | 5000 | 12.3 | NULL | NULL | Triple Power | T-Bat H 4.5 | 3 | Solax Power | X3-Hybrid-5.0-N-E | Reposit | Reposit controller 2.0 series | NULL | NULL | NULL | NULL | NULL | NULL | Solax | 143 | Date Added : 06-Feb-19, Reference # : HBS1163, HBS designation : Solax Triple Power T-Bat H 4.5 (3 off) w/ Solar X3-Hybrid-5.0, Reposit, Inverter Capacity (Var) : 5000, Useable capacity (kWh) : 12.3, BESS manufacturer : NULL, BESS Model # : NULL, Battery System (BS) Manufacturer : Triple Power, Battery System (BS) Model # : T-Bat H 4.5, Number of BESS/BS in system : 3, Inverter manufacturer : Solax Power, Inverter model # : X3-Hybrid-5.0-N-E, Smart controller/meter manufacturer : Reposit, Smart controller/meter model # : Reposit controller 2.0 series, Current sensor manufacturer : NULL, Current sensor model # : NULL, Other major component manufacturer : NULL, Other major component model # : NULL, Other major component manufacturer : NULL, Other major component model # : NULL, Battery Brand : Solax, SystemId : 143
06-Feb-19 | HBS1165 | Solax Triple Power T-Bat H 4.5 (4 off) w/ Solar X3-Hybrid-5.0, Reposit | 5000 | 16.4 | NULL | NULL | Triple Power | T-Bat H 4.5 | 4 | Solax Power | X3-Hybrid-5.0-N-E | Reposit | Reposit controller 2.0 series | NULL | NULL | NULL | NULL | NULL | NULL | Solax | 144 | Date Added : 06-Feb-19, Reference # : HBS1165, HBS designation : Solax Triple Power T-Bat H 4.5 (4 off) w/ Solar X3-Hybrid-5.0, Reposit, Inverter Capacity (Var) : 5000, Useable capacity (kWh) : 16.4, BESS manufacturer : NULL, BESS Model # : NULL, Battery System (BS) Manufacturer : Triple Power, Battery System (BS) Model # : T-Bat H 4.5, Number of BESS/BS in system : 4, Inverter manufacturer : Solax Power, Inverter model # : X3-Hybrid-5.0-N-E, Smart controller/meter manufacturer : Reposit, Smart controller/meter model # : Reposit controller 2.0 series, Current sensor manufacturer : NULL, Current sensor model # : NULL, Other major component manufacturer : NULL, Other major component model # : NULL, Other major component manufacturer : NULL, Other major component model # : NULL, Battery Brand : Solax, SystemId : 144
06-Feb-19 | HBS1167 | Solax Triple Power T-Bat H 6.3 (2 off) w/ Solar X3-Hybrid-10.0, Reposit | 10000 | 11.4 | NULL | NULL | Triple Power | T-Bat H 6.3 | 2 | Solax Power | X3-Hybrid-10.0-N-E | Reposit | Reposit controller 2.0 series | NULL | NULL | NULL | NULL | NULL | NULL | Solax | 145 | Date Added : 06-Feb-19, Reference # : HBS1167, HBS designation : Solax Triple Power T-Bat H 6.3 (2 off) w/ Solar X3-Hybrid-10.0, Reposit, Inverter Capacity (Var) : 10000, Useable capacity (kWh) : 11.4, BESS manufacturer : NULL, BESS Model # : NULL, Battery System (BS) Manufacturer : Triple Power, Battery System (BS) Model # : T-Bat H 6.3, Number of BESS/BS in system : 2, Inverter manufacturer : Solax Power, Inverter model # : X3-Hybrid-10.0-N-E, Smart controller/meter manufacturer : Reposit, Smart controller/meter model # : Reposit controller 2.0 series, Current sensor manufacturer : NULL, Current sensor model # : NULL, Other major component manufacturer : NULL, Other major component model # : NULL, Other major component manufacturer : NULL, Other major component model # : NULL, Battery Brand : Solax, SystemId : 145
06-Feb-19 | HBS1169 | Solax Triple Power T-Bat H 6.3 (3 off) w/ Solar X3-Hybrid-10.0, Reposit | 10000 | 17.1 | NULL | NULL | Triple Power | T-Bat H 6.3 | 3 | Solax Power | X3-Hybrid-10.0-N-E | Reposit | Reposit controller 2.0 series | NULL | NULL | NULL | NULL | NULL | NULL | Solax | 146 | Date Added : 06-Feb-19, Reference # : HBS1169, HBS designation : Solax Triple Power T-Bat H 6.3 (3 off) w/ Solar X3-Hybrid-10.0, Reposit, Inverter Capacity (Var) : 10000, Useable capacity (kWh) : 17.1, BESS manufacturer : NULL, BESS Model # : NULL, Battery System (BS) Manufacturer : Triple Power, Battery System (BS) Model # : T-Bat H 6.3, Number of BESS/BS in system : 3, Inverter manufacturer : Solax Power, Inverter model # : X3-Hybrid-10.0-N-E, Smart controller/meter manufacturer : Reposit, Smart controller/meter model # : Reposit controller 2.0 series, Current sensor manufacturer : NULL, Current sensor model # : NULL, Other major component manufacturer : NULL, Other major component model # : NULL, Other major component manufacturer : NULL, Other major component model # : NULL, Battery Brand : Solax, SystemId : 146
06-Feb-19 | HBS1171 | Solax Triple Power T-Bat H 6.3 (4 off) w/ Solar X3-Hybrid-10.0, Reposit | 10000 | 22.8 | NULL | NULL | Triple Power | T-Bat H 6.3 | 4 | Solax Power | X3-Hybrid-10.0-N-E | Reposit | Reposit controller 2.0 series | NULL | NULL | NULL | NULL | NULL | NULL | Solax | 147 | Date Added : 06-Feb-19, Reference # : HBS1171, HBS designation : Solax Triple Power T-Bat H 6.3 (4 off) w/ Solar X3-Hybrid-10.0, Reposit, Inverter Capacity (Var) : 10000, Useable capacity (kWh) : 22.8, BESS manufacturer : NULL, BESS Model # : NULL, Battery System (BS) Manufacturer : Triple Power, Battery System (BS) Model # : T-Bat H 6.3, Number of BESS/BS in system : 4, Inverter manufacturer : Solax Power, Inverter model # : X3-Hybrid-10.0-N-E, Smart controller/meter manufacturer : Reposit, Smart controller/meter model # : Reposit controller 2.0 series, Current sensor manufacturer : NULL, Current sensor model # : NULL, Other major component manufacturer : NULL, Other major component model # : NULL, Other major component manufacturer : NULL, Other major component model # : NULL, Battery Brand : Solax, SystemId : 147
06-Feb-19 | HBS1173 | Solax Triple Power T-Bat H 6.3 (2 off) w/ Solar X3-Hybrid-8.0, Reposit | 8000 | 11.4 | NULL | NULL | Triple Power | T-Bat H 6.3 | 2 | Solax Power | X3-Hybrid-8.0-N-E | Reposit | Reposit controller 2.0 series | NULL | NULL | NULL | NULL | NULL | NULL | Solax | 148 | Date Added : 06-Feb-19, Reference # : HBS1173, HBS designation : Solax Triple Power T-Bat H 6.3 (2 off) w/ Solar X3-Hybrid-8.0, Reposit, Inverter Capacity (Var) : 8000, Useable capacity (kWh) : 11.4, BESS manufacturer : NULL, BESS Model # : NULL, Battery System (BS) Manufacturer : Triple Power, Battery System (BS) Model # : T-Bat H 6.3, Number of BESS/BS in system : 2, Inverter manufacturer : Solax Power, Inverter model # : X3-Hybrid-8.0-N-E, Smart controller/meter manufacturer : Reposit, Smart controller/meter model # : Reposit controller 2.0 series, Current sensor manufacturer : NULL, Current sensor model # : NULL, Other major component manufacturer : NULL, Other major component model # : NULL, Other major component manufacturer : NULL, Other major component model # : NULL, Battery Brand : Solax, SystemId : 148
06-Feb-19 | HBS1175 | Solax Triple Power T-Bat H 6.3 (3 off) w/ Solar X3-Hybrid-8.0, Reposit | 8000 | 17.1 | NULL | NULL | Triple Power | T-Bat H 6.3 | 3 | Solax Power | X3-Hybrid-8.0-N-E | Reposit | Reposit controller 2.0 series | NULL | NULL | NULL | NULL | NULL | NULL | Solax | 149 | Date Added : 06-Feb-19, Reference # : HBS1175, HBS designation : Solax Triple Power T-Bat H 6.3 (3 off) w/ Solar X3-Hybrid-8.0, Reposit, Inverter Capacity (Var) : 8000, Useable capacity (kWh) : 17.1, BESS manufacturer : NULL, BESS Model # : NULL, Battery System (BS) Manufacturer : Triple Power, Battery System (BS) Model # : T-Bat H 6.3, Number of BESS/BS in system : 3, Inverter manufacturer : Solax Power, Inverter model # : X3-Hybrid-8.0-N-E, Smart controller/meter manufacturer : Reposit, Smart controller/meter model # : Reposit controller 2.0 series, Current sensor manufacturer : NULL, Current sensor model # : NULL, Other major component manufacturer : NULL, Other major component model # : NULL, Other major component manufacturer : NULL, Other major component model # : NULL, Battery Brand : Solax, SystemId : 149
06-Feb-19 | HBS1177 | Solax Triple Power T-Bat H 6.3 (4 off) w/ Solar X3-Hybrid-8.0, Reposit | 8000 | 22.8 | NULL | NULL | Triple Power | T-Bat H 6.3 | 4 | Solax Power | X3-Hybrid-8.0-N-E | Reposit | Reposit controller 2.0 series | NULL | NULL | NULL | NULL | NULL | NULL | Solax | 150 | Date Added : 06-Feb-19, Reference # : HBS1177, HBS designation : Solax Triple Power T-Bat H 6.3 (4 off) w/ Solar X3-Hybrid-8.0, Reposit, Inverter Capacity (Var) : 8000, Useable capacity (kWh) : 22.8, BESS manufacturer : NULL, BESS Model # : NULL, Battery System (BS) Manufacturer : Triple Power, Battery System (BS) Model # : T-Bat H 6.3, Number of BESS/BS in system : 4, Inverter manufacturer : Solax Power, Inverter model # : X3-Hybrid-8.0-N-E, Smart controller/meter manufacturer : Reposit, Smart controller/meter model # : Reposit controller 2.0 series, Current sensor manufacturer : NULL, Current sensor model # : NULL, Other major component manufacturer : NULL, Other major component model # : NULL, Other major component manufacturer : NULL, Other major component model # : NULL, Battery Brand : Solax, SystemId : 150
06-Feb-19 | HBS1179 | Solax Triple Power T-Bat H 6.3 (2 off) w/ Solar X3-Hybrid-6.0, Reposit | 6000 | 11.4 | NULL | NULL | Triple Power | T-Bat H 6.3 | 2 | Solax Power | X3-Hybrid-6.0-N-E | Reposit | Reposit controller 2.0 series | NULL | NULL | NULL | NULL | NULL | NULL | Solax | 151 | Date Added : 06-Feb-19, Reference # : HBS1179, HBS designation : Solax Triple Power T-Bat H 6.3 (2 off) w/ Solar X3-Hybrid-6.0, Reposit, Inverter Capacity (Var) : 6000, Useable capacity (kWh) : 11.4, BESS manufacturer : NULL, BESS Model # : NULL, Battery System (BS) Manufacturer : Triple Power, Battery System (BS) Model # : T-Bat H 6.3, Number of BESS/BS in system : 2, Inverter manufacturer : Solax Power, Inverter model # : X3-Hybrid-6.0-N-E, Smart controller/meter manufacturer : Reposit, Smart controller/meter model # : Reposit controller 2.0 series, Current sensor manufacturer : NULL, Current sensor model # : NULL, Other major component manufacturer : NULL, Other major component model # : NULL, Other major component manufacturer : NULL, Other major component model # : NULL, Battery Brand : Solax, SystemId : 151
06-Feb-19 | HBS1181 | Solax Triple Power T-Bat H 6.3 (3 off) w/ Solar X3-Hybrid-6.0, Reposit | 6000 | 17.1 | NULL | NULL | Triple Power | T-Bat H 6.3 | 3 | Solax Power | X3-Hybrid-6.0-N-E | Reposit | Reposit controller 2.0 series | NULL | NULL | NULL | NULL | NULL | NULL | Solax | 152 | Date Added : 06-Feb-19, Reference # : HBS1181, HBS designation : Solax Triple Power T-Bat H 6.3 (3 off) w/ Solar X3-Hybrid-6.0, Reposit, Inverter Capacity (Var) : 6000, Useable capacity (kWh) : 17.1, BESS manufacturer : NULL, BESS Model # : NULL, Battery System (BS) Manufacturer : Triple Power, Battery System (BS) Model # : T-Bat H 6.3, Number of BESS/BS in system : 3, Inverter manufacturer : Solax Power, Inverter model # : X3-Hybrid-6.0-N-E, Smart controller/meter manufacturer : Reposit, Smart controller/meter model # : Reposit controller 2.0 series, Current sensor manufacturer : NULL, Current sensor model # : NULL, Other major component manufacturer : NULL, Other major component model # : NULL, Other major component manufacturer : NULL, Other major component model # : NULL, Battery Brand : Solax, SystemId : 152
06-Feb-19 | HBS1183 | Solax Triple Power T-Bat H 6.3 (4 off) w/ Solar X3-Hybrid-6.0, Reposit | 6000 | 22.8 | NULL | NULL | Triple Power | T-Bat H 6.3 | 4 | Solax Power | X3-Hybrid-6.0-N-E | Reposit | Reposit controller 2.0 series | NULL | NULL | NULL | NULL | NULL | NULL | Solax | 153 | Date Added : 06-Feb-19, Reference # : HBS1183, HBS designation : Solax Triple Power T-Bat H 6.3 (4 off) w/ Solar X3-Hybrid-6.0, Reposit, Inverter Capacity (Var) : 6000, Useable capacity (kWh) : 22.8, BESS manufacturer : NULL, BESS Model # : NULL, Battery System (BS) Manufacturer : Triple Power, Battery System (BS) Model # : T-Bat H 6.3, Number of BESS/BS in system : 4, Inverter manufacturer : Solax Power, Inverter model # : X3-Hybrid-6.0-N-E, Smart controller/meter manufacturer : Reposit, Smart controller/meter model # : Reposit controller 2.0 series, Current sensor manufacturer : NULL, Current sensor model # : NULL, Other major component manufacturer : NULL, Other major component model # : NULL, Other major component manufacturer : NULL, Other major component model # : NULL, Battery Brand : Solax, SystemId : 153
06-Feb-19 | HBS1185 | Solax Triple Power T-Bat H 6.3 (2 off) w/ Solar X3-Hybrid-5.0, Reposit | 5000 | 11.4 | NULL | NULL | Triple Power | T-Bat H 6.3 | 2 | Solax Power | X3-Hybrid-5.0-N-E | Reposit | Reposit controller 2.0 series | NULL | NULL | NULL | NULL | NULL | NULL | Solax | 154 | Date Added : 06-Feb-19, Reference # : HBS1185, HBS designation : Solax Triple Power T-Bat H 6.3 (2 off) w/ Solar X3-Hybrid-5.0, Reposit, Inverter Capacity (Var) : 5000, Useable capacity (kWh) : 11.4, BESS manufacturer : NULL, BESS Model # : NULL, Battery System (BS) Manufacturer : Triple Power, Battery System (BS) Model # : T-Bat H 6.3, Number of BESS/BS in system : 2, Inverter manufacturer : Solax Power, Inverter model # : X3-Hybrid-5.0-N-E, Smart controller/meter manufacturer : Reposit, Smart controller/meter model # : Reposit controller 2.0 series, Current sensor manufacturer : NULL, Current sensor model # : NULL, Other major component manufacturer : NULL, Other major component model # : NULL, Other major component manufacturer : NULL, Other major component model # : NULL, Battery Brand : Solax, SystemId : 154
06-Feb-19 | HBS1187 | Solax Triple Power T-Bat H 6.3 (3 off) w/ Solar X3-Hybrid-5.0, Reposit | 5000 | 17.1 | NULL | NULL | Triple Power | T-Bat H 6.3 | 3 | Solax Power | X3-Hybrid-5.0-N-E | Reposit | Reposit controller 2.0 series | NULL | NULL | NULL | NULL | NULL | NULL | Solax | 155 | Date Added : 06-Feb-19, Reference # : HBS1187, HBS designation : Solax Triple Power T-Bat H 6.3 (3 off) w/ Solar X3-Hybrid-5.0, Reposit, Inverter Capacity (Var) : 5000, Useable capacity (kWh) : 17.1, BESS manufacturer : NULL, BESS Model # : NULL, Battery System (BS) Manufacturer : Triple Power, Battery System (BS) Model # : T-Bat H 6.3, Number of BESS/BS in system : 3, Inverter manufacturer : Solax Power, Inverter model # : X3-Hybrid-5.0-N-E, Smart controller/meter manufacturer : Reposit, Smart controller/meter model # : Reposit controller 2.0 series, Current sensor manufacturer : NULL, Current sensor model # : NULL, Other major component manufacturer : NULL, Other major component model # : NULL, Other major component manufacturer : NULL, Other major component model # : NULL, Battery Brand : Solax, SystemId : 155
06-Feb-19 | HBS1189 | Solax Triple Power T-Bat H 6.3 (4 off) w/ Solar X3-Hybrid-5.0, Reposit | 5000 | 22.8 | NULL | NULL | Triple Power | T-Bat H 6.3 | 4 | Solax Power | X3-Hybrid-5.0-N-E | Reposit | Reposit controller 2.0 series | NULL | NULL | NULL | NULL | NULL | NULL | Solax | 156 | Date Added : 06-Feb-19, Reference # : HBS1189, HBS designation : Solax Triple Power T-Bat H 6.3 (4 off) w/ Solar X3-Hybrid-5.0, Reposit, Inverter Capacity (Var) : 5000, Useable capacity (kWh) : 22.8, BESS manufacturer : NULL, BESS Model # : NULL, Battery System (BS) Manufacturer : Triple Power, Battery System (BS) Model # : T-Bat H 6.3, Number of BESS/BS in system : 4, Inverter manufacturer : Solax Power, Inverter model # : X3-Hybrid-5.0-N-E, Smart controller/meter manufacturer : Reposit, Smart controller/meter model # : Reposit controller 2.0 series, Current sensor manufacturer : NULL, Current sensor model # : NULL, Other major component manufacturer : NULL, Other major component model # : NULL, Other major component manufacturer : NULL, Other major component model # : NULL, Battery Brand : Solax, SystemId : 156
13-Feb-19 | HBS1202 | Pylontech US2000 Plus (6 off) w/ Goodwe GW5048-EM inverter | 5000 | 13.2 | NULL | NULL | Pylontech | US2000 Plus | 6 | Goodwe | GW5048-EM | NULL | NULL | NULL | NULL | Pylontech | Battery cabinet | NULL | NULL | Pylontech | 157 | Date Added : 13-Feb-19, Reference # : HBS1202, HBS designation : Pylontech US2000 Plus (6 off) w/ Goodwe GW5048-EM inverter, Inverter Capacity (Var) : 5000, Useable capacity (kWh) : 13.2, BESS manufacturer : NULL, BESS Model # : NULL, Battery System (BS) Manufacturer : Pylontech, Battery System (BS) Model # : US2000 Plus, Number of BESS/BS in system : 6, Inverter manufacturer : Goodwe, Inverter model # : GW5048-EM, Smart controller/meter manufacturer : NULL, Smart controller/meter model # : NULL, Current sensor manufacturer : NULL, Current sensor model # : NULL, Other major component manufacturer : Pylontech, Other major component model # : Battery cabinet, Other major component manufacturer : NULL, Other major component model # : NULL, Battery Brand : Pylontech, SystemId : 157
13-Feb-19 | HBS1203 | Pylontech US2000 Plus (6 off) w/ Goodwe GW3048-EM inverter | 3000 | 13.2 | NULL | NULL | Pylontech | US2000 Plus | 6 | Goodwe | GW3048-EM | NULL | NULL | NULL | NULL | Pylontech | Battery cabinet | NULL | NULL | Pylontech | 158 | Date Added : 13-Feb-19, Reference # : HBS1203, HBS designation : Pylontech US2000 Plus (6 off) w/ Goodwe GW3048-EM inverter, Inverter Capacity (Var) : 3000, Useable capacity (kWh) : 13.2, BESS manufacturer : NULL, BESS Model # : NULL, Battery System (BS) Manufacturer : Pylontech, Battery System (BS) Model # : US2000 Plus, Number of BESS/BS in system : 6, Inverter manufacturer : Goodwe, Inverter model # : GW3048-EM, Smart controller/meter manufacturer : NULL, Smart controller/meter model # : NULL, Current sensor manufacturer : NULL, Current sensor model # : NULL, Other major component manufacturer : Pylontech, Other major component model # : Battery cabinet, Other major component manufacturer : NULL, Other major component model # : NULL, Battery Brand : Pylontech, SystemId : 158
13-Feb-19 | HBS1204 | Pylontech US2000 Plus (6 off) w/ Goodwe GW5000S-BP inverter (AC-coupled) | 5000 | 13.2 | NULL | NULL | Pylontech | US2000 Plus | 6 | Goodwe | GW5000S-BP | NULL | NULL | NULL | NULL | Pylontech | Battery cabinet | NULL | NULL | Pylontech | 159 | Date Added : 13-Feb-19, Reference # : HBS1204, HBS designation : Pylontech US2000 Plus (6 off) w/ Goodwe GW5000S-BP inverter (AC-coupled), Inverter Capacity (Var) : 5000, Useable capacity (kWh) : 13.2, BESS manufacturer : NULL, BESS Model # : NULL, Battery System (BS) Manufacturer : Pylontech, Battery System (BS) Model # : US2000 Plus, Number of BESS/BS in system : 6, Inverter manufacturer : Goodwe, Inverter model # : GW5000S-BP, Smart controller/meter manufacturer : NULL, Smart controller/meter model # : NULL, Current sensor manufacturer : NULL, Current sensor model # : NULL, Other major component manufacturer : Pylontech, Other major component model # : Battery cabinet, Other major component manufacturer : NULL, Other major component model # : NULL, Battery Brand : Pylontech, SystemId : 159
13-Feb-19 | HBS1205 | Pylontech US2000 Plus (6 off) w/ Goodwe GW3600S-BP inverter (AC-coupled) | 3680 | 13.2 | NULL | NULL | Pylontech | US2000 Plus | 6 | Goodwe | GW3600S-BP | NULL | NULL | NULL | NULL | Pylontech | Battery cabinet | NULL | NULL | Pylontech | 160 | Date Added : 13-Feb-19, Reference # : HBS1205, HBS designation : Pylontech US2000 Plus (6 off) w/ Goodwe GW3600S-BP inverter (AC-coupled), Inverter Capacity (Var) : 3680, Useable capacity (kWh) : 13.2, BESS manufacturer : NULL, BESS Model # : NULL, Battery System (BS) Manufacturer : Pylontech, Battery System (BS) Model # : US2000 Plus, Number of BESS/BS in system : 6, Inverter manufacturer : Goodwe, Inverter model # : GW3600S-BP, Smart controller/meter manufacturer : NULL, Smart controller/meter model # : NULL, Current sensor manufacturer : NULL, Current sensor model # : NULL, Other major component manufacturer : Pylontech, Other major component model # : Battery cabinet, Other major component manufacturer : NULL, Other major component model # : NULL, Battery Brand : Pylontech, SystemId : 160
13-Feb-19 | HBS1206 | Pylontech US2000 Plus (6 off) w/ Goodwe GW5048D-ES inverter | 4950 | 13.2 | NULL | NULL | Pylontech | US2000 Plus | 6 | Goodwe | GW5048D-ES | NULL | NULL | NULL | NULL | Pylontech | Battery cabinet | NULL | NULL | Pylontech | 161 | Date Added : 13-Feb-19, Reference # : HBS1206, HBS designation : Pylontech US2000 Plus (6 off) w/ Goodwe GW5048D-ES inverter, Inverter Capacity (Var) : 4950, Useable capacity (kWh) : 13.2, BESS manufacturer : NULL, BESS Model # : NULL, Battery System (BS) Manufacturer : Pylontech, Battery System (BS) Model # : US2000 Plus, Number of BESS/BS in system : 6, Inverter manufacturer : Goodwe, Inverter model # : GW5048D-ES, Smart controller/meter manufacturer : NULL, Smart controller/meter model # : NULL, Current sensor manufacturer : NULL, Current sensor model # : NULL, Other major component manufacturer : Pylontech, Other major component model # : Battery cabinet, Other major component manufacturer : NULL, Other major component model # : NULL, Battery Brand : Pylontech, SystemId : 161
13-Feb-19 | HBS1207 | Pylontech US2000 Plus (6 off) w/ Goodwe GW3648-EM inverter | 3680 | 13.2 | NULL | NULL | Pylontech | US2000 Plus | 6 | Goodwe | GW3648-EM | NULL | NULL | NULL | NULL | Pylontech | Battery cabinet | NULL | NULL | Pylontech | 162 | Date Added : 13-Feb-19, Reference # : HBS1207, HBS designation : Pylontech US2000 Plus (6 off) w/ Goodwe GW3648-EM inverter, Inverter Capacity (Var) : 3680, Useable capacity (kWh) : 13.2, BESS manufacturer : NULL, BESS Model # : NULL, Battery System (BS) Manufacturer : Pylontech, Battery System (BS) Model # : US2000 Plus, Number of BESS/BS in system : 6, Inverter manufacturer : Goodwe, Inverter model # : GW3648-EM, Smart controller/meter manufacturer : NULL, Smart controller/meter model # : NULL, Current sensor manufacturer : NULL, Current sensor model # : NULL, Other major component manufacturer : Pylontech, Other major component model # : Battery cabinet, Other major component manufacturer : NULL, Other major component model # : NULL, Battery Brand : Pylontech, SystemId : 162
15-Feb-19 | HBS1208 | LG Chem RESU10H (2 off) w/ tandem SolarEdge SE5000-AUS and HD Wave SE3000H-AU0 inverters, SESTI, SE meter | 4985 | 17.6 | NULL | NULL | LGChem | RESU10H-R | 2 | SolarEdge | SE5000-AUS20NNB2 | SolarEdge | SE-WND-3Y400-MB-K1 | SolarEdge | SE-ACT-0750 | SolarEdge | SESTI-S4 Storage Interface | SolarEdge | SE3000H-AU000NNU2 | LGChem | 163 | Date Added : 15-Feb-19, Reference # : HBS1208, HBS designation : LG Chem RESU10H (2 off) w/ tandem SolarEdge SE5000-AUS and HD Wave SE3000H-AU0 inverters, SESTI, SE meter, Inverter Capacity (Var) : 4985, Useable capacity (kWh) : 17.6, BESS manufacturer : NULL, BESS Model # : NULL, Battery System (BS) Manufacturer : LGChem, Battery System (BS) Model # : RESU10H-R, Number of BESS/BS in system : 2, Inverter manufacturer : SolarEdge, Inverter model # : SE5000-AUS20NNB2, Smart controller/meter manufacturer : SolarEdge, Smart controller/meter model # : SE-WND-3Y400-MB-K1, Current sensor manufacturer : SolarEdge, Current sensor model # : SE-ACT-0750, Other major component manufacturer : SolarEdge, Other major component model # : SESTI-S4 Storage Interface, Other major component manufacturer : SolarEdge, Other major component model # : SE3000H-AU000NNU2, Battery Brand : LGChem, SystemId : 163
15-Feb-19 | HBS1209 | LG Chem RESU10H (2 off) w/ tandem SolarEdge SE5000-AUS and HD Wave SE4000H-AU0 inverters, SESTI, SE meter | 4985 | 17.6 | NULL | NULL | LGChem | RESU10H-R | 2 | SolarEdge | SE5000-AUS20NNB2 | SolarEdge | SE-WND-3Y400-MB-K1 | SolarEdge | SE-ACT-0750 | SolarEdge | SESTI-S4 Storage Interface | SolarEdge | SE4000H-AU000NNU2 | LGChem | 164 | Date Added : 15-Feb-19, Reference # : HBS1209, HBS designation : LG Chem RESU10H (2 off) w/ tandem SolarEdge SE5000-AUS and HD Wave SE4000H-AU0 inverters, SESTI, SE meter, Inverter Capacity (Var) : 4985, Useable capacity (kWh) : 17.6, BESS manufacturer : NULL, BESS Model # : NULL, Battery System (BS) Manufacturer : LGChem, Battery System (BS) Model # : RESU10H-R, Number of BESS/BS in system : 2, Inverter manufacturer : SolarEdge, Inverter model # : SE5000-AUS20NNB2, Smart controller/meter manufacturer : SolarEdge, Smart controller/meter model # : SE-WND-3Y400-MB-K1, Current sensor manufacturer : SolarEdge, Current sensor model # : SE-ACT-0750, Other major component manufacturer : SolarEdge, Other major component model # : SESTI-S4 Storage Interface, Other major component manufacturer : SolarEdge, Other major component model # : SE4000H-AU000NNU2, Battery Brand : LGChem, SystemId : 164
15-Feb-19 | HBS1210 | LG Chem RESU10H (2 off) w/ tandem SolarEdge SE5000-AUS and HD Wave SE5000H-AU0 inverters, SESTI, SE meter | 4985 | 17.6 | NULL | NULL | LGChem | RESU10H-R | 2 | SolarEdge | SE5000-AUS20NNB2 | SolarEdge | SE-WND-3Y400-MB-K1 | SolarEdge | SE-ACT-0750 | SolarEdge | SESTI-S4 Storage Interface | SolarEdge | SE5000H-AU000NNU2 | LGChem | 165 | Date Added : 15-Feb-19, Reference # : HBS1210, HBS designation : LG Chem RESU10H (2 off) w/ tandem SolarEdge SE5000-AUS and HD Wave SE5000H-AU0 inverters, SESTI, SE meter, Inverter Capacity (Var) : 4985, Useable capacity (kWh) : 17.6, BESS manufacturer : NULL, BESS Model # : NULL, Battery System (BS) Manufacturer : LGChem, Battery System (BS) Model # : RESU10H-R, Number of BESS/BS in system : 2, Inverter manufacturer : SolarEdge, Inverter model # : SE5000-AUS20NNB2, Smart controller/meter manufacturer : SolarEdge, Smart controller/meter model # : SE-WND-3Y400-MB-K1, Current sensor manufacturer : SolarEdge, Current sensor model # : SE-ACT-0750, Other major component manufacturer : SolarEdge, Other major component model # : SESTI-S4 Storage Interface, Other major component manufacturer : SolarEdge, Other major component model # : SE5000H-AU000NNU2, Battery Brand : LGChem, SystemId : 165
20-Feb-19 | HBS1211 | Pylontech US2000 Plus (5 off) w/ Goodwe GW5000S-BP inverter (AC-coupled) | 5000 | 11 | NULL | NULL | Pylontech | US2000 Plus | 5 | Goodwe | GW5000S-BP | NULL | NULL | NULL | NULL | Pylontech | Battery cabinet | NULL | NULL | Pylontech | 166 | Date Added : 20-Feb-19, Reference # : HBS1211, HBS designation : Pylontech US2000 Plus (5 off) w/ Goodwe GW5000S-BP inverter (AC-coupled), Inverter Capacity (Var) : 5000, Useable capacity (kWh) : 11, BESS manufacturer : NULL, BESS Model # : NULL, Battery System (BS) Manufacturer : Pylontech, Battery System (BS) Model # : US2000 Plus, Number of BESS/BS in system : 5, Inverter manufacturer : Goodwe, Inverter model # : GW5000S-BP, Smart controller/meter manufacturer : NULL, Smart controller/meter model # : NULL, Current sensor manufacturer : NULL, Current sensor model # : NULL, Other major component manufacturer : Pylontech, Other major component model # : Battery cabinet, Other major component manufacturer : NULL, Other major component model # : NULL, Battery Brand : Pylontech, SystemId : 166
20-Feb-19 | HBS1212 | Pylontech US2000 Plus (4 off) w/ Goodwe GW5000S-BP inverter (AC-coupled) | 5000 | 8.8 | NULL | NULL | Pylontech | US2000 Plus | 4 | Goodwe | GW5000S-BP | NULL | NULL | NULL | NULL | Pylontech | Battery cabinet | NULL | NULL | Pylontech | 167 | Date Added : 20-Feb-19, Reference # : HBS1212, HBS designation : Pylontech US2000 Plus (4 off) w/ Goodwe GW5000S-BP inverter (AC-coupled), Inverter Capacity (Var) : 5000, Useable capacity (kWh) : 8.8, BESS manufacturer : NULL, BESS Model # : NULL, Battery System (BS) Manufacturer : Pylontech, Battery System (BS) Model # : US2000 Plus, Number of BESS/BS in system : 4, Inverter manufacturer : Goodwe, Inverter model # : GW5000S-BP, Smart controller/meter manufacturer : NULL, Smart controller/meter model # : NULL, Current sensor manufacturer : NULL, Current sensor model # : NULL, Other major component manufacturer : Pylontech, Other major component model # : Battery cabinet, Other major component manufacturer : NULL, Other major component model # : NULL, Battery Brand : Pylontech, SystemId : 167
20-Feb-19 | HBS1213 | Pylontech US2000 Plus (3 off) w/ Goodwe GW5000S-BP inverter (AC-coupled) | 5000 | 6.6 | NULL | NULL | Pylontech | US2000 Plus | 3 | Goodwe | GW5000S-BP | NULL | NULL | NULL | NULL | Pylontech | Battery cabinet | NULL | NULL | Pylontech | 168 | Date Added : 20-Feb-19, Reference # : HBS1213, HBS designation : Pylontech US2000 Plus (3 off) w/ Goodwe GW5000S-BP inverter (AC-coupled), Inverter Capacity (Var) : 5000, Useable capacity (kWh) : 6.6, BESS manufacturer : NULL, BESS Model # : NULL, Battery System (BS) Manufacturer : Pylontech, Battery System (BS) Model # : US2000 Plus, Number of BESS/BS in system : 3, Inverter manufacturer : Goodwe, Inverter model # : GW5000S-BP, Smart controller/meter manufacturer : NULL, Smart controller/meter model # : NULL, Current sensor manufacturer : NULL, Current sensor model # : NULL, Other major component manufacturer : Pylontech, Other major component model # : Battery cabinet, Other major component manufacturer : NULL, Other major component model # : NULL, Battery Brand : Pylontech, SystemId : 168
20-Feb-19 | HBS1214 | Pylontech US2000 Plus (2 off) w/ Goodwe GW5000S-BP inverter (AC-coupled) | 5000 | 4.4 | NULL | NULL | Pylontech | US2000 Plus | 2 | Goodwe | GW5000S-BP | NULL | NULL | NULL | NULL | Pylontech | Battery cabinet | NULL | NULL | Pylontech | 169 | Date Added : 20-Feb-19, Reference # : HBS1214, HBS designation : Pylontech US2000 Plus (2 off) w/ Goodwe GW5000S-BP inverter (AC-coupled), Inverter Capacity (Var) : 5000, Useable capacity (kWh) : 4.4, BESS manufacturer : NULL, BESS Model # : NULL, Battery System (BS) Manufacturer : Pylontech, Battery System (BS) Model # : US2000 Plus, Number of BESS/BS in system : 2, Inverter manufacturer : Goodwe, Inverter model # : GW5000S-BP, Smart controller/meter manufacturer : NULL, Smart controller/meter model # : NULL, Current sensor manufacturer : NULL, Current sensor model # : NULL, Other major component manufacturer : Pylontech, Other major component model # : Battery cabinet, Other major component manufacturer : NULL, Other major component model # : NULL, Battery Brand : Pylontech, SystemId : 169
20-Feb-19 | HBS1215 | Pylontech US2000 Plus (1 off) w/ Goodwe GW5000S-BP inverter (AC-coupled) | 5000 | 2.2 | NULL | NULL | Pylontech | US2000 Plus | 1 | Goodwe | GW5000S-BP | NULL | NULL | NULL | NULL | Pylontech | Battery cabinet | NULL | NULL | Pylontech | 170 | Date Added : 20-Feb-19, Reference # : HBS1215, HBS designation : Pylontech US2000 Plus (1 off) w/ Goodwe GW5000S-BP inverter (AC-coupled), Inverter Capacity (Var) : 5000, Useable capacity (kWh) : 2.2, BESS manufacturer : NULL, BESS Model # : NULL, Battery System (BS) Manufacturer : Pylontech, Battery System (BS) Model # : US2000 Plus, Number of BESS/BS in system : 1, Inverter manufacturer : Goodwe, Inverter model # : GW5000S-BP, Smart controller/meter manufacturer : NULL, Smart controller/meter model # : NULL, Current sensor manufacturer : NULL, Current sensor model # : NULL, Other major component manufacturer : Pylontech, Other major component model # : Battery cabinet, Other major component manufacturer : NULL, Other major component model # : NULL, Battery Brand : Pylontech, SystemId : 170
20-Feb-19 | HBS1216 | Pylontech US2000 Plus (5 off) w/ Goodwe GW5048D-ES inverter | 4950 | 11 | NULL | NULL | Pylontech | US2000 Plus | 5 | Goodwe | GW5048D-ES | NULL | NULL | NULL | NULL | Pylontech | Battery cabinet | NULL | NULL | Pylontech | 171 | Date Added : 20-Feb-19, Reference # : HBS1216, HBS designation : Pylontech US2000 Plus (5 off) w/ Goodwe GW5048D-ES inverter, Inverter Capacity (Var) : 4950, Useable capacity (kWh) : 11, BESS manufacturer : NULL, BESS Model # : NULL, Battery System (BS) Manufacturer : Pylontech, Battery System (BS) Model # : US2000 Plus, Number of BESS/BS in system : 5, Inverter manufacturer : Goodwe, Inverter model # : GW5048D-ES, Smart controller/meter manufacturer : NULL, Smart controller/meter model # : NULL, Current sensor manufacturer : NULL, Current sensor model # : NULL, Other major component manufacturer : Pylontech, Other major component model # : Battery cabinet, Other major component manufacturer : NULL, Other major component model # : NULL, Battery Brand : Pylontech, SystemId : 171
20-Feb-19 | HBS1217 | Pylontech US2000 Plus (4 off) w/ Goodwe GW5048D-ES inverter | 4950 | 8.8 | NULL | NULL | Pylontech | US2000 Plus | 4 | Goodwe | GW5048D-ES | NULL | NULL | NULL | NULL | Pylontech | Battery cabinet | NULL | NULL | Pylontech | 172 | Date Added : 20-Feb-19, Reference # : HBS1217, HBS designation : Pylontech US2000 Plus (4 off) w/ Goodwe GW5048D-ES inverter, Inverter Capacity (Var) : 4950, Useable capacity (kWh) : 8.8, BESS manufacturer : NULL, BESS Model # : NULL, Battery System (BS) Manufacturer : Pylontech, Battery System (BS) Model # : US2000 Plus, Number of BESS/BS in system : 4, Inverter manufacturer : Goodwe, Inverter model # : GW5048D-ES, Smart controller/meter manufacturer : NULL, Smart controller/meter model # : NULL, Current sensor manufacturer : NULL, Current sensor model # : NULL, Other major component manufacturer : Pylontech, Other major component model # : Battery cabinet, Other major component manufacturer : NULL, Other major component model # : NULL, Battery Brand : Pylontech, SystemId : 172
20-Feb-19 | HBS1218 | Pylontech US2000 Plus (3 off) w/ Goodwe GW5048D-ES inverter | 4950 | 6.6 | NULL | NULL | Pylontech | US2000 Plus | 3 | Goodwe | GW5048D-ES | NULL | NULL | NULL | NULL | Pylontech | Battery cabinet | NULL | NULL | Pylontech | 173 | Date Added : 20-Feb-19, Reference # : HBS1218, HBS designation : Pylontech US2000 Plus (3 off) w/ Goodwe GW5048D-ES inverter, Inverter Capacity (Var) : 4950, Useable capacity (kWh) : 6.6, BESS manufacturer : NULL, BESS Model # : NULL, Battery System (BS) Manufacturer : Pylontech, Battery System (BS) Model # : US2000 Plus, Number of BESS/BS in system : 3, Inverter manufacturer : Goodwe, Inverter model # : GW5048D-ES, Smart controller/meter manufacturer : NULL, Smart controller/meter model # : NULL, Current sensor manufacturer : NULL, Current sensor model # : NULL, Other major component manufacturer : Pylontech, Other major component model # : Battery cabinet, Other major component manufacturer : NULL, Other major component model # : NULL, Battery Brand : Pylontech, SystemId : 173
20-Feb-19 | HBS1219 | Pylontech US2000 Plus (2 off) w/ Goodwe GW5048D-ES inverter | 4950 | 4.4 | NULL | NULL | Pylontech | US2000 Plus | 2 | Goodwe | GW5048D-ES | NULL | NULL | NULL | NULL | Pylontech | Battery cabinet | NULL | NULL | Pylontech | 174 | Date Added : 20-Feb-19, Reference # : HBS1219, HBS designation : Pylontech US2000 Plus (2 off) w/ Goodwe GW5048D-ES inverter, Inverter Capacity (Var) : 4950, Useable capacity (kWh) : 4.4, BESS manufacturer : NULL, BESS Model # : NULL, Battery System (BS) Manufacturer : Pylontech, Battery System (BS) Model # : US2000 Plus, Number of BESS/BS in system : 2, Inverter manufacturer : Goodwe, Inverter model # : GW5048D-ES, Smart controller/meter manufacturer : NULL, Smart controller/meter model # : NULL, Current sensor manufacturer : NULL, Current sensor model # : NULL, Other major component manufacturer : Pylontech, Other major component model # : Battery cabinet, Other major component manufacturer : NULL, Other major component model # : NULL, Battery Brand : Pylontech, SystemId : 174
20-Feb-19 | HBS1220 | Pylontech US2000 Plus (1 off) w/ Goodwe GW5048D-ES inverter | 4950 | 2.2 | NULL | NULL | Pylontech | US2000 Plus | 1 | Goodwe | GW5048D-ES | NULL | NULL | NULL | NULL | Pylontech | Battery cabinet | NULL | NULL | Pylontech | 175 | Date Added : 20-Feb-19, Reference # : HBS1220, HBS designation : Pylontech US2000 Plus (1 off) w/ Goodwe GW5048D-ES inverter, Inverter Capacity (Var) : 4950, Useable capacity (kWh) : 2.2, BESS manufacturer : NULL, BESS Model # : NULL, Battery System (BS) Manufacturer : Pylontech, Battery System (BS) Model # : US2000 Plus, Number of BESS/BS in system : 1, Inverter manufacturer : Goodwe, Inverter model # : GW5048D-ES, Smart controller/meter manufacturer : NULL, Smart controller/meter model # : NULL, Current sensor manufacturer : NULL, Current sensor model # : NULL, Other major component manufacturer : Pylontech, Other major component model # : Battery cabinet, Other major component manufacturer : NULL, Other major component model # : NULL, Battery Brand : Pylontech, SystemId : 175
13-Mar-19 | HBS1246 | Solax Triple Power T-Bat H 4.5 w/ Solar X1-Fit-5.0, Reposit | 5000 | 4.1 | NULL | NULL | Triple Power | T-Bat H 4.5 | 1 | Solax Power | X1-Fit-5.0-N-I | Reposit | Reposit controller 2.0 series | NULL | NULL | NULL | NULL | NULL | NULL | Solax | 177 | Date Added : 13-Mar-19, Reference # : HBS1246, HBS designation : Solax Triple Power T-Bat H 4.5 w/ Solar X1-Fit-5.0, Reposit, Inverter Capacity (Var) : 5000, Useable capacity (kWh) : 4.1, BESS manufacturer : NULL, BESS Model # : NULL, Battery System (BS) Manufacturer : Triple Power, Battery System (BS) Model # : T-Bat H 4.5, Number of BESS/BS in system : 1, Inverter manufacturer : Solax Power, Inverter model # : X1-Fit-5.0-N-I, Smart controller/meter manufacturer : Reposit, Smart controller/meter model # : Reposit controller 2.0 series, Current sensor manufacturer : NULL, Current sensor model # : NULL, Other major component manufacturer : NULL, Other major component model # : NULL, Other major component manufacturer : NULL, Other major component model # : NULL, Battery Brand : Solax, SystemId : 177
13-Mar-19 | HBS1248 | Solax Triple Power T-Bat H 4.5 (2 off) w/ Solar X1-Fit-5.0, Reposit | 5000 | 8.2 | NULL | NULL | Triple Power | T-Bat H 4.5 | 2 | Solax Power | X1-Fit-5.0-N-I | Reposit | Reposit controller 2.0 series | NULL | NULL | NULL | NULL | NULL | NULL | Solax | 178 | Date Added : 13-Mar-19, Reference # : HBS1248, HBS designation : Solax Triple Power T-Bat H 4.5 (2 off) w/ Solar X1-Fit-5.0, Reposit, Inverter Capacity (Var) : 5000, Useable capacity (kWh) : 8.2, BESS manufacturer : NULL, BESS Model # : NULL, Battery System (BS) Manufacturer : Triple Power, Battery System (BS) Model # : T-Bat H 4.5, Number of BESS/BS in system : 2, Inverter manufacturer : Solax Power, Inverter model # : X1-Fit-5.0-N-I, Smart controller/meter manufacturer : Reposit, Smart controller/meter model # : Reposit controller 2.0 series, Current sensor manufacturer : NULL, Current sensor model # : NULL, Other major component manufacturer : NULL, Other major component model # : NULL, Other major component manufacturer : NULL, Other major component model # : NULL, Battery Brand : Solax, SystemId : 178
13-Mar-19 | HBS1250 | Solax Triple Power T-Bat H 4.5 (3 off) w/ Solar X1-Fit-5.0, Reposit | 5000 | 12.3 | NULL | NULL | Triple Power | T-Bat H 4.5 | 3 | Solax Power | X1-Fit-5.0-N-I | Reposit | Reposit controller 2.0 series | NULL | NULL | NULL | NULL | NULL | NULL | Solax | 179 | Date Added : 13-Mar-19, Reference # : HBS1250, HBS designation : Solax Triple Power T-Bat H 4.5 (3 off) w/ Solar X1-Fit-5.0, Reposit, Inverter Capacity (Var) : 5000, Useable capacity (kWh) : 12.3, BESS manufacturer : NULL, BESS Model # : NULL, Battery System (BS) Manufacturer : Triple Power, Battery System (BS) Model # : T-Bat H 4.5, Number of BESS/BS in system : 3, Inverter manufacturer : Solax Power, Inverter model # : X1-Fit-5.0-N-I, Smart controller/meter manufacturer : Reposit, Smart controller/meter model # : Reposit controller 2.0 series, Current sensor manufacturer : NULL, Current sensor model # : NULL, Other major component manufacturer : NULL, Other major component model # : NULL, Other major component manufacturer : NULL, Other major component model # : NULL, Battery Brand : Solax, SystemId : 179
13-Mar-19 | HBS1252 | Solax Triple Power T-Bat H 6.3 w/ Solar X1-Fit-5.0, Reposit | 5000 | 5.7 | NULL | NULL | Triple Power | T-Bat H 6.3 | 1 | Solax Power | X1-Fit-5.0-N-I | Reposit | Reposit controller 2.0 series | NULL | NULL | NULL | NULL | NULL | NULL | Solax | 180 | Date Added : 13-Mar-19, Reference # : HBS1252, HBS designation : Solax Triple Power T-Bat H 6.3 w/ Solar X1-Fit-5.0, Reposit, Inverter Capacity (Var) : 5000, Useable capacity (kWh) : 5.7, BESS manufacturer : NULL, BESS Model # : NULL, Battery System (BS) Manufacturer : Triple Power, Battery System (BS) Model # : T-Bat H 6.3, Number of BESS/BS in system : 1, Inverter manufacturer : Solax Power, Inverter model # : X1-Fit-5.0-N-I, Smart controller/meter manufacturer : Reposit, Smart controller/meter model # : Reposit controller 2.0 series, Current sensor manufacturer : NULL, Current sensor model # : NULL, Other major component manufacturer : NULL, Other major component model # : NULL, Other major component manufacturer : NULL, Other major component model # : NULL, Battery Brand : Solax, SystemId : 180
13-Mar-19 | HBS1254 | Solax Triple Power T-Bat H 6.3 (2 off) w/ Solar X1-Fit-5.0, Reposit | 5000 | 11.4 | NULL | NULL | Triple Power | T-Bat H 6.3 | 2 | Solax Power | X1-Fit-5.0-N-I | Reposit | Reposit controller 2.0 series | NULL | NULL | NULL | NULL | NULL | NULL | Solax | 181 | Date Added : 13-Mar-19, Reference # : HBS1254, HBS designation : Solax Triple Power T-Bat H 6.3 (2 off) w/ Solar X1-Fit-5.0, Reposit, Inverter Capacity (Var) : 5000, Useable capacity (kWh) : 11.4, BESS manufacturer : NULL, BESS Model # : NULL, Battery System (BS) Manufacturer : Triple Power, Battery System (BS) Model # : T-Bat H 6.3, Number of BESS/BS in system : 2, Inverter manufacturer : Solax Power, Inverter model # : X1-Fit-5.0-N-I, Smart controller/meter manufacturer : Reposit, Smart controller/meter model # : Reposit controller 2.0 series, Current sensor manufacturer : NULL, Current sensor model # : NULL, Other major component manufacturer : NULL, Other major component model # : NULL, Other major component manufacturer : NULL, Other major component model # : NULL, Battery Brand : Solax, SystemId : 181
13-Mar-19 | HBS1256 | Solax Triple Power T-Bat H 6.3 (3 off) w/ Solar X1-Fit-5.0, Reposit | 5000 | 17.1 | NULL | NULL | Triple Power | T-Bat H 6.3 | 3 | Solax Power | X1-Fit-5.0-N-I | Reposit | Reposit controller 2.0 series | NULL | NULL | NULL | NULL | NULL | NULL | Solax | 182 | Date Added : 13-Mar-19, Reference # : HBS1256, HBS designation : Solax Triple Power T-Bat H 6.3 (3 off) w/ Solar X1-Fit-5.0, Reposit, Inverter Capacity (Var) : 5000, Useable capacity (kWh) : 17.1, BESS manufacturer : NULL, BESS Model # : NULL, Battery System (BS) Manufacturer : Triple Power, Battery System (BS) Model # : T-Bat H 6.3, Number of BESS/BS in system : 3, Inverter manufacturer : Solax Power, Inverter model # : X1-Fit-5.0-N-I, Smart controller/meter manufacturer : Reposit, Smart controller/meter model # : Reposit controller 2.0 series, Current sensor manufacturer : NULL, Current sensor model # : NULL, Other major component manufacturer : NULL, Other major component model # : NULL, Other major component manufacturer : NULL, Other major component model # : NULL, Battery Brand : Solax, SystemId : 182
14-Mar-19 | HBS1257 | LG Chem RESU13 w/ Selectronic SPMC481-AU inverter charger, Select.live | 5000 | 12.4 | NULL | NULL | LGChem | RESU13 | 1 | Selectronic Australia Pty Ltd | SPMC481-AU | Selectronic Australia Pty Ltd | Select.live | NULL | NULL | NULL | NULL | NULL | NULL | LGChem | 183 | Date Added : 14-Mar-19, Reference # : HBS1257, HBS designation : LG Chem RESU13 w/ Selectronic SPMC481-AU inverter charger, Select.live, Inverter Capacity (Var) : 5000, Useable capacity (kWh) : 12.4, BESS manufacturer : NULL, BESS Model # : NULL, Battery System (BS) Manufacturer : LGChem, Battery System (BS) Model # : RESU13, Number of BESS/BS in system : 1, Inverter manufacturer : Selectronic Australia Pty Ltd, Inverter model # : SPMC481-AU, Smart controller/meter manufacturer : Selectronic Australia Pty Ltd, Smart controller/meter model # : Select.live, Current sensor manufacturer : NULL, Current sensor model # : NULL, Other major component manufacturer : NULL, Other major component model # : NULL, Other major component manufacturer : NULL, Other major component model # : NULL, Battery Brand : LGChem, SystemId : 183
14-Mar-19 | HBS1258 | LG Chem RESU13 (2 off) w/ Selectronic SPMC481-AU inverter charger, Select.live | 5000 | 24.8 | NULL | NULL | LGChem | RESU13 | 2 | Selectronic Australia Pty Ltd | SPMC481-AU | Selectronic Australia Pty Ltd | Select.live | NULL | NULL | LGChem | RESU Plus | NULL | NULL | LGChem | 184 | Date Added : 14-Mar-19, Reference # : HBS1258, HBS designation : LG Chem RESU13 (2 off) w/ Selectronic SPMC481-AU inverter charger, Select.live, Inverter Capacity (Var) : 5000, Useable capacity (kWh) : 24.8, BESS manufacturer : NULL, BESS Model # : NULL, Battery System (BS) Manufacturer : LGChem, Battery System (BS) Model # : RESU13, Number of BESS/BS in system : 2, Inverter manufacturer : Selectronic Australia Pty Ltd, Inverter model # : SPMC481-AU, Smart controller/meter manufacturer : Selectronic Australia Pty Ltd, Smart controller/meter model # : Select.live, Current sensor manufacturer : NULL, Current sensor model # : NULL, Other major component manufacturer : LGChem, Other major component model # : RESU Plus, Other major component manufacturer : NULL, Other major component model # : NULL, Battery Brand : LGChem, SystemId : 184
14-Mar-19 | HBS1259 | LG Chem RESU13 w/ Selectronic SPMC482-AU inverter charger, Select.live | 7500 | 12.4 | NULL | NULL | LGChem | RESU13 | 1 | Selectronic Australia Pty Ltd | SPMC482-AU | Selectronic Australia Pty Ltd | Select.live | NULL | NULL | NULL | NULL | NULL | NULL | LGChem | 185 | Date Added : 14-Mar-19, Reference # : HBS1259, HBS designation : LG Chem RESU13 w/ Selectronic SPMC482-AU inverter charger, Select.live, Inverter Capacity (Var) : 7500, Useable capacity (kWh) : 12.4, BESS manufacturer : NULL, BESS Model # : NULL, Battery System (BS) Manufacturer : LGChem, Battery System (BS) Model # : RESU13, Number of BESS/BS in system : 1, Inverter manufacturer : Selectronic Australia Pty Ltd, Inverter model # : SPMC482-AU, Smart controller/meter manufacturer : Selectronic Australia Pty Ltd, Smart controller/meter model # : Select.live, Current sensor manufacturer : NULL, Current sensor model # : NULL, Other major component manufacturer : NULL, Other major component model # : NULL, Other major component manufacturer : NULL, Other major component model # : NULL, Battery Brand : LGChem, SystemId : 185
14-Mar-19 | HBS1260 | LG Chem RESU13 (2 off) w/ Selectronic SPMC482-AU inverter charger, Select.live | 7500 | 24.8 | NULL | NULL | LGChem | RESU13 | 2 | Selectronic Australia Pty Ltd | SPMC482-AU | Selectronic Australia Pty Ltd | Select.live | NULL | NULL | LGChem | RESU Plus | NULL | NULL | LGChem | 186 | Date Added : 14-Mar-19, Reference # : HBS1260, HBS designation : LG Chem RESU13 (2 off) w/ Selectronic SPMC482-AU inverter charger, Select.live, Inverter Capacity (Var) : 7500, Useable capacity (kWh) : 24.8, BESS manufacturer : NULL, BESS Model # : NULL, Battery System (BS) Manufacturer : LGChem, Battery System (BS) Model # : RESU13, Number of BESS/BS in system : 2, Inverter manufacturer : Selectronic Australia Pty Ltd, Inverter model # : SPMC482-AU, Smart controller/meter manufacturer : Selectronic Australia Pty Ltd, Smart controller/meter model # : Select.live, Current sensor manufacturer : NULL, Current sensor model # : NULL, Other major component manufacturer : LGChem, Other major component model # : RESU Plus, Other major component manufacturer : NULL, Other major component model # : NULL, Battery Brand : LGChem, SystemId : 186
14-Mar-19 | HBS1261 | LG Chem RESU13 w/ Sungrow SH5K-20 inverter | 5000 | 12.4 | NULL | NULL | LGChem | RESU13 | 1 | Sungrow | SH5K-20 | NULL | NULL | NULL | NULL | NULL | NULL | NULL | NULL | LGChem | 187 | Date Added : 14-Mar-19, Reference # : HBS1261, HBS designation : LG Chem RESU13 w/ Sungrow SH5K-20 inverter, Inverter Capacity (Var) : 5000, Useable capacity (kWh) : 12.4, BESS manufacturer : NULL, BESS Model # : NULL, Battery System (BS) Manufacturer : LGChem, Battery System (BS) Model # : RESU13, Number of BESS/BS in system : 1, Inverter manufacturer : Sungrow, Inverter model # : SH5K-20, Smart controller/meter manufacturer : NULL, Smart controller/meter model # : NULL, Current sensor manufacturer : NULL, Current sensor model # : NULL, Other major component manufacturer : NULL, Other major component model # : NULL, Other major component manufacturer : NULL, Other major component model # : NULL, Battery Brand : LGChem, SystemId : 187
14-Mar-19 | HBS1262 | LG Chem RESU13 (2 off) w/ Sungrow SH5K-20 inverter | 5000 | 24.8 | NULL | NULL | LGChem | RESU13 | 2 | Sungrow | SH5K-20 | NULL | NULL | NULL | NULL | LGChem | RESU Plus | NULL | NULL | LGChem | 188 | Date Added : 14-Mar-19, Reference # : HBS1262, HBS designation : LG Chem RESU13 (2 off) w/ Sungrow SH5K-20 inverter, Inverter Capacity (Var) : 5000, Useable capacity (kWh) : 24.8, BESS manufacturer : NULL, BESS Model # : NULL, Battery System (BS) Manufacturer : LGChem, Battery System (BS) Model # : RESU13, Number of BESS/BS in system : 2, Inverter manufacturer : Sungrow, Inverter model # : SH5K-20, Smart controller/meter manufacturer : NULL, Smart controller/meter model # : NULL, Current sensor manufacturer : NULL, Current sensor model # : NULL, Other major component manufacturer : LGChem, Other major component model # : RESU Plus, Other major component manufacturer : NULL, Other major component model # : NULL, Battery Brand : LGChem, SystemId : 188
27-Mar-19 | HBS1269 | Alpha-ESS Smile-GW-3048-EM (GW3048-EM inverter + 1xSMILE5-BAT) | 3000 | 5.5 | NULL | NULL | Alpha-ESS | SMILE5-BAT | 1 | GoodWe | GW3048-EM | NULL | NULL | NULL | NULL | NULL | NULL | NULL | NULL | Alpha-ESS | 195 | Date Added : 27-Mar-19, Reference # : HBS1269, HBS designation : Alpha-ESS Smile-GW-3048-EM (GW3048-EM inverter + 1xSMILE5-BAT), Inverter Capacity (Var) : 3000, Useable capacity (kWh) : 5.5, BESS manufacturer : NULL, BESS Model # : NULL, Battery System (BS) Manufacturer : Alpha-ESS, Battery System (BS) Model # : SMILE5-BAT, Number of BESS/BS in system : 1, Inverter manufacturer : GoodWe, Inverter model # : GW3048-EM, Smart controller/meter manufacturer : NULL, Smart controller/meter model # : NULL, Current sensor manufacturer : NULL, Current sensor model # : NULL, Other major component manufacturer : NULL, Other major component model # : NULL, Other major component manufacturer : NULL, Other major component model # : NULL, Battery Brand : Alpha-ESS, SystemId : 195
27-Mar-19 | HBS1270 | Alpha-ESS Smile-GW-3048-EM (GW3048-EM inverter + 2xSMILE5-BAT) | 3000 | 11 | NULL | NULL | Alpha-ESS | SMILE5-BAT | 2 | GoodWe | GW3048-EM | NULL | NULL | NULL | NULL | NULL | NULL | NULL | NULL | Alpha-ESS | 196 | Date Added : 27-Mar-19, Reference # : HBS1270, HBS designation : Alpha-ESS Smile-GW-3048-EM (GW3048-EM inverter + 2xSMILE5-BAT), Inverter Capacity (Var) : 3000, Useable capacity (kWh) : 11, BESS manufacturer : NULL, BESS Model # : NULL, Battery System (BS) Manufacturer : Alpha-ESS, Battery System (BS) Model # : SMILE5-BAT, Number of BESS/BS in system : 2, Inverter manufacturer : GoodWe, Inverter model # : GW3048-EM, Smart controller/meter manufacturer : NULL, Smart controller/meter model # : NULL, Current sensor manufacturer : NULL, Current sensor model # : NULL, Other major component manufacturer : NULL, Other major component model # : NULL, Other major component manufacturer : NULL, Other major component model # : NULL, Battery Brand : Alpha-ESS, SystemId : 196
27-Mar-19 | HBS1271 | Alpha-ESS Smile-GW-3048-EM (GW3048-EM inverter + 3xSMILE5-BAT) | 3000 | 16.5 | NULL | NULL | Alpha-ESS | SMILE5-BAT | 3 | GoodWe | GW3048-EM | NULL | NULL | NULL | NULL | NULL | NULL | NULL | NULL | Alpha-ESS | 197 | Date Added : 27-Mar-19, Reference # : HBS1271, HBS designation : Alpha-ESS Smile-GW-3048-EM (GW3048-EM inverter + 3xSMILE5-BAT), Inverter Capacity (Var) : 3000, Useable capacity (kWh) : 16.5, BESS manufacturer : NULL, BESS Model # : NULL, Battery System (BS) Manufacturer : Alpha-ESS, Battery System (BS) Model # : SMILE5-BAT, Number of BESS/BS in system : 3, Inverter manufacturer : GoodWe, Inverter model # : GW3048-EM, Smart controller/meter manufacturer : NULL, Smart controller/meter model # : NULL, Current sensor manufacturer : NULL, Current sensor model # : NULL, Other major component manufacturer : NULL, Other major component model # : NULL, Other major component manufacturer : NULL, Other major component model # : NULL, Battery Brand : Alpha-ESS, SystemId : 197
27-Mar-19 | HBS1272 | Alpha-ESS Smile-GW-3648-EM (GW3648-EM inverter + 1xSMILE5-BAT) | 3680 | 5.5 | NULL | NULL | Alpha-ESS | SMILE5-BAT | 1 | GoodWe | GW3648-EM | NULL | NULL | NULL | NULL | NULL | NULL | NULL | NULL | Alpha-ESS | 198 | Date Added : 27-Mar-19, Reference # : HBS1272, HBS designation : Alpha-ESS Smile-GW-3648-EM (GW3648-EM inverter + 1xSMILE5-BAT), Inverter Capacity (Var) : 3680, Useable capacity (kWh) : 5.5, BESS manufacturer : NULL, BESS Model # : NULL, Battery System (BS) Manufacturer : Alpha-ESS, Battery System (BS) Model # : SMILE5-BAT, Number of BESS/BS in system : 1, Inverter manufacturer : GoodWe, Inverter model # : GW3648-EM, Smart controller/meter manufacturer : NULL, Smart controller/meter model # : NULL, Current sensor manufacturer : NULL, Current sensor model # : NULL, Other major component manufacturer : NULL, Other major component model # : NULL, Other major component manufacturer : NULL, Other major component model # : NULL, Battery Brand : Alpha-ESS, SystemId : 198
27-Mar-19 | HBS1273 | Alpha-ESS Smile-GW-3648-EM (GW3648-EM inverter + 2xSMILE5-BAT) | 3680 | 11 | NULL | NULL | Alpha-ESS | SMILE5-BAT | 2 | GoodWe | GW3648-EM | NULL | NULL | NULL | NULL | NULL | NULL | NULL | NULL | Alpha-ESS | 199 | Date Added : 27-Mar-19, Reference # : HBS1273, HBS designation : Alpha-ESS Smile-GW-3648-EM (GW3648-EM inverter + 2xSMILE5-BAT), Inverter Capacity (Var) : 3680, Useable capacity (kWh) : 11, BESS manufacturer : NULL, BESS Model # : NULL, Battery System (BS) Manufacturer : Alpha-ESS, Battery System (BS) Model # : SMILE5-BAT, Number of BESS/BS in system : 2, Inverter manufacturer : GoodWe, Inverter model # : GW3648-EM, Smart controller/meter manufacturer : NULL, Smart controller/meter model # : NULL, Current sensor manufacturer : NULL, Current sensor model # : NULL, Other major component manufacturer : NULL, Other major component model # : NULL, Other major component manufacturer : NULL, Other major component model # : NULL, Battery Brand : Alpha-ESS, SystemId : 199
27-Mar-19 | HBS1274 | Alpha-ESS Smile-GW-3648-EM (GW3648-EM inverter + 3xSMILE5-BAT) | 3680 | 16.5 | NULL | NULL | Alpha-ESS | SMILE5-BAT | 3 | GoodWe | GW3648-EM | NULL | NULL | NULL | NULL | NULL | NULL | NULL | NULL | Alpha-ESS | 200 | Date Added : 27-Mar-19, Reference # : HBS1274, HBS designation : Alpha-ESS Smile-GW-3648-EM (GW3648-EM inverter + 3xSMILE5-BAT), Inverter Capacity (Var) : 3680, Useable capacity (kWh) : 16.5, BESS manufacturer : NULL, BESS Model # : NULL, Battery System (BS) Manufacturer : Alpha-ESS, Battery System (BS) Model # : SMILE5-BAT, Number of BESS/BS in system : 3, Inverter manufacturer : GoodWe, Inverter model # : GW3648-EM, Smart controller/meter manufacturer : NULL, Smart controller/meter model # : NULL, Current sensor manufacturer : NULL, Current sensor model # : NULL, Other major component manufacturer : NULL, Other major component model # : NULL, Other major component manufacturer : NULL, Other major component model # : NULL, Battery Brand : Alpha-ESS, SystemId : 200
27-Mar-19 | HBS1263 | Alpha-ESS Smile-GW-5048-EM (GW5048-EM inverter + 1xSMILE5-BAT) | 5000 | 5.5 | NULL | NULL | Alpha-ESS | SMILE5-BAT | 1 | GoodWe | GW5048-EM | NULL | NULL | NULL | NULL | NULL | NULL | NULL | NULL | Alpha-ESS | 189 | Date Added : 27-Mar-19, Reference # : HBS1263, HBS designation : Alpha-ESS Smile-GW-5048-EM (GW5048-EM inverter + 1xSMILE5-BAT), Inverter Capacity (Var) : 5000, Useable capacity (kWh) : 5.5, BESS manufacturer : NULL, BESS Model # : NULL, Battery System (BS) Manufacturer : Alpha-ESS, Battery System (BS) Model # : SMILE5-BAT, Number of BESS/BS in system : 1, Inverter manufacturer : GoodWe, Inverter model # : GW5048-EM, Smart controller/meter manufacturer : NULL, Smart controller/meter model # : NULL, Current sensor manufacturer : NULL, Current sensor model # : NULL, Other major component manufacturer : NULL, Other major component model # : NULL, Other major component manufacturer : NULL, Other major component model # : NULL, Battery Brand : Alpha-ESS, SystemId : 189
27-Mar-19 | HBS1264 | Alpha-ESS Smile-GW-5048-EM (GW5048-EM inverter + 2xSMILE5-BAT) | 5000 | 11 | NULL | NULL | Alpha-ESS | SMILE5-BAT | 2 | GoodWe | GW5048-EM | NULL | NULL | NULL | NULL | NULL | NULL | NULL | NULL | Alpha-ESS | 190 | Date Added : 27-Mar-19, Reference # : HBS1264, HBS designation : Alpha-ESS Smile-GW-5048-EM (GW5048-EM inverter + 2xSMILE5-BAT), Inverter Capacity (Var) : 5000, Useable capacity (kWh) : 11, BESS manufacturer : NULL, BESS Model # : NULL, Battery System (BS) Manufacturer : Alpha-ESS, Battery System (BS) Model # : SMILE5-BAT, Number of BESS/BS in system : 2, Inverter manufacturer : GoodWe, Inverter model # : GW5048-EM, Smart controller/meter manufacturer : NULL, Smart controller/meter model # : NULL, Current sensor manufacturer : NULL, Current sensor model # : NULL, Other major component manufacturer : NULL, Other major component model # : NULL, Other major component manufacturer : NULL, Other major component model # : NULL, Battery Brand : Alpha-ESS, SystemId : 190
27-Mar-19 | HBS1265 | Alpha-ESS Smile-GW-5048-EM (GW5048-EM inverter + 3xSMILE5-BAT) | 5000 | 16.5 | NULL | NULL | Alpha-ESS | SMILE5-BAT | 3 | GoodWe | GW5048-EM | NULL | NULL | NULL | NULL | NULL | NULL | NULL | NULL | Alpha-ESS | 191 | Date Added : 27-Mar-19, Reference # : HBS1265, HBS designation : Alpha-ESS Smile-GW-5048-EM (GW5048-EM inverter + 3xSMILE5-BAT), Inverter Capacity (Var) : 5000, Useable capacity (kWh) : 16.5, BESS manufacturer : NULL, BESS Model # : NULL, Battery System (BS) Manufacturer : Alpha-ESS, Battery System (BS) Model # : SMILE5-BAT, Number of BESS/BS in system : 3, Inverter manufacturer : GoodWe, Inverter model # : GW5048-EM, Smart controller/meter manufacturer : NULL, Smart controller/meter model # : NULL, Current sensor manufacturer : NULL, Current sensor model # : NULL, Other major component manufacturer : NULL, Other major component model # : NULL, Other major component manufacturer : NULL, Other major component model # : NULL, Battery Brand : Alpha-ESS, SystemId : 191
27-Mar-19 | HBS1266 | Alpha-ESS Smile-GW-5048D-ES (GW5048D-ES inverter + 1xSMILE5-BAT) | 4950 | 5.5 | NULL | NULL | Alpha-ESS | SMILE5-BAT | 1 | GoodWe | GW5048D-ES | NULL | NULL | NULL | NULL | NULL | NULL | NULL | NULL | Alpha-ESS | 192 | Date Added : 27-Mar-19, Reference # : HBS1266, HBS designation : Alpha-ESS Smile-GW-5048D-ES (GW5048D-ES inverter + 1xSMILE5-BAT), Inverter Capacity (Var) : 4950, Useable capacity (kWh) : 5.5, BESS manufacturer : NULL, BESS Model # : NULL, Battery System (BS) Manufacturer : Alpha-ESS, Battery System (BS) Model # : SMILE5-BAT, Number of BESS/BS in system : 1, Inverter manufacturer : GoodWe, Inverter model # : GW5048D-ES, Smart controller/meter manufacturer : NULL, Smart controller/meter model # : NULL, Current sensor manufacturer : NULL, Current sensor model # : NULL, Other major component manufacturer : NULL, Other major component model # : NULL, Other major component manufacturer : NULL, Other major component model # : NULL, Battery Brand : Alpha-ESS, SystemId : 192
27-Mar-19 | HBS1267 | Alpha-ESS Smile-GW-5048D-ES (GW5048D-ES inverter + 2xSMILE5-BAT) | 4950 | 11 | NULL | NULL | Alpha-ESS | SMILE5-BAT | 2 | GoodWe | GW5048D-ES | NULL | NULL | NULL | NULL | NULL | NULL | NULL | NULL | Alpha-ESS | 193 | Date Added : 27-Mar-19, Reference # : HBS1267, HBS designation : Alpha-ESS Smile-GW-5048D-ES (GW5048D-ES inverter + 2xSMILE5-BAT), Inverter Capacity (Var) : 4950, Useable capacity (kWh) : 11, BESS manufacturer : NULL, BESS Model # : NULL, Battery System (BS) Manufacturer : Alpha-ESS, Battery System (BS) Model # : SMILE5-BAT, Number of BESS/BS in system : 2, Inverter manufacturer : GoodWe, Inverter model # : GW5048D-ES, Smart controller/meter manufacturer : NULL, Smart controller/meter model # : NULL, Current sensor manufacturer : NULL, Current sensor model # : NULL, Other major component manufacturer : NULL, Other major component model # : NULL, Other major component manufacturer : NULL, Other major component model # : NULL, Battery Brand : Alpha-ESS, SystemId : 193
27-Mar-19 | HBS1268 | Alpha-ESS Smile-GW-5048D-ES (GW5048D-ES inverter + 3xSMILE5-BAT) | 4950 | 16.5 | NULL | NULL | Alpha-ESS | SMILE5-BAT | 3 | GoodWe | GW5048D-ES | NULL | NULL | NULL | NULL | NULL | NULL | NULL | NULL | Alpha-ESS | 194 | Date Added : 27-Mar-19, Reference # : HBS1268, HBS designation : Alpha-ESS Smile-GW-5048D-ES (GW5048D-ES inverter + 3xSMILE5-BAT), Inverter Capacity (Var) : 4950, Useable capacity (kWh) : 16.5, BESS manufacturer : NULL, BESS Model # : NULL, Battery System (BS) Manufacturer : Alpha-ESS, Battery System (BS) Model # : SMILE5-BAT, Number of BESS/BS in system : 3, Inverter manufacturer : GoodWe, Inverter model # : GW5048D-ES, Smart controller/meter manufacturer : NULL, Smart controller/meter model # : NULL, Current sensor manufacturer : NULL, Current sensor model # : NULL, Other major component manufacturer : NULL, Other major component model # : NULL, Other major component manufacturer : NULL, Other major component model # : NULL, Battery Brand : Alpha-ESS, SystemId : 194
29-Mar-19 | HBS1279 | Sungrow SBP4K8 w/ Sungrow SH5K-20 inverter | 5000 | 4.6 | NULL | NULL | Sungrow | SBP4K8 | 1 | Sungrow | SH5K-20 | NULL | NULL | NULL | NULL | NULL | NULL | NULL | NULL | Sungrow | 201 | Date Added : 29-Mar-19, Reference # : HBS1279, HBS designation : Sungrow SBP4K8 w/ Sungrow SH5K-20 inverter, Inverter Capacity (Var) : 5000, Useable capacity (kWh) : 4.6, BESS manufacturer : NULL, BESS Model # : NULL, Battery System (BS) Manufacturer : Sungrow, Battery System (BS) Model # : SBP4K8, Number of BESS/BS in system : 1, Inverter manufacturer : Sungrow, Inverter model # : SH5K-20, Smart controller/meter manufacturer : NULL, Smart controller/meter model # : NULL, Current sensor manufacturer : NULL, Current sensor model # : NULL, Other major component manufacturer : NULL, Other major component model # : NULL, Other major component manufacturer : NULL, Other major component model # : NULL, Battery Brand : Sungrow, SystemId : 201
29-Mar-19 | HBS1280 | Sungrow SBP4K8 (2 off) w/ Sungrow SH5K-20 inverter | 5000 | 9.2 | NULL | NULL | Sungrow | SBP4K8 | 2 | Sungrow | SH5K-20 | NULL | NULL | NULL | NULL | NULL | NULL | NULL | NULL | Sungrow | 202 | Date Added : 29-Mar-19, Reference # : HBS1280, HBS designation : Sungrow SBP4K8 (2 off) w/ Sungrow SH5K-20 inverter, Inverter Capacity (Var) : 5000, Useable capacity (kWh) : 9.2, BESS manufacturer : NULL, BESS Model # : NULL, Battery System (BS) Manufacturer : Sungrow, Battery System (BS) Model # : SBP4K8, Number of BESS/BS in system : 2, Inverter manufacturer : Sungrow, Inverter model # : SH5K-20, Smart controller/meter manufacturer : NULL, Smart controller/meter model # : NULL, Current sensor manufacturer : NULL, Current sensor model # : NULL, Other major component manufacturer : NULL, Other major component model # : NULL, Other major component manufacturer : NULL, Other major component model # : NULL, Battery Brand : Sungrow, SystemId : 202
29-Mar-19 | HBS1281 | Sungrow SBP4K8 (3 off) w/ Sungrow SH5K-20 inverter | 5000 | 13.8 | NULL | NULL | Sungrow | SBP4K8 | 3 | Sungrow | SH5K-20 | NULL | NULL | NULL | NULL | NULL | NULL | NULL | NULL | Sungrow | 203 | Date Added : 29-Mar-19, Reference # : HBS1281, HBS designation : Sungrow SBP4K8 (3 off) w/ Sungrow SH5K-20 inverter, Inverter Capacity (Var) : 5000, Useable capacity (kWh) : 13.8, BESS manufacturer : NULL, BESS Model # : NULL, Battery System (BS) Manufacturer : Sungrow, Battery System (BS) Model # : SBP4K8, Number of BESS/BS in system : 3, Inverter manufacturer : Sungrow, Inverter model # : SH5K-20, Smart controller/meter manufacturer : NULL, Smart controller/meter model # : NULL, Current sensor manufacturer : NULL, Current sensor model # : NULL, Other major component manufacturer : NULL, Other major component model # : NULL, Other major component manufacturer : NULL, Other major component model # : NULL, Battery Brand : Sungrow, SystemId : 203
04-Apr-19 | HBS1289 | LG Chem RESU13 w/ Goodwe GW5048D-ES inverter | 4950 | 12.4 | NULL | NULL | LGChem | RESU13 | 1 | Goodwe | GW5048D-ES | NULL | NULL | NULL | NULL | NULL | NULL | NULL | NULL | LGChem | 204 | Date Added : 04-Apr-19, Reference # : HBS1289, HBS designation : LG Chem RESU13 w/ Goodwe GW5048D-ES inverter, Inverter Capacity (Var) : 4950, Useable capacity (kWh) : 12.4, BESS manufacturer : NULL, BESS Model # : NULL, Battery System (BS) Manufacturer : LGChem, Battery System (BS) Model # : RESU13, Number of BESS/BS in system : 1, Inverter manufacturer : Goodwe, Inverter model # : GW5048D-ES, Smart controller/meter manufacturer : NULL, Smart controller/meter model # : NULL, Current sensor manufacturer : NULL, Current sensor model # : NULL, Other major component manufacturer : NULL, Other major component model # : NULL, Other major component manufacturer : NULL, Other major component model # : NULL, Battery Brand : LGChem, SystemId : 204
12-Apr-19 | HBS1291 | LG Chem RESU13 w/ Goodwe GW5048-EM inverter | 5000 | 12.4 | NULL | NULL | LGChem | RESU13 | 1 | Goodwe | GW5048-EM | NULL | NULL | NULL | NULL | NULL | NULL | NULL | NULL | LGChem | 205 | Date Added : 12-Apr-19, Reference # : HBS1291, HBS designation : LG Chem RESU13 w/ Goodwe GW5048-EM inverter, Inverter Capacity (Var) : 5000, Useable capacity (kWh) : 12.4, BESS manufacturer : NULL, BESS Model # : NULL, Battery System (BS) Manufacturer : LGChem, Battery System (BS) Model # : RESU13, Number of BESS/BS in system : 1, Inverter manufacturer : Goodwe, Inverter model # : GW5048-EM, Smart controller/meter manufacturer : NULL, Smart controller/meter model # : NULL, Current sensor manufacturer : NULL, Current sensor model # : NULL, Other major component manufacturer : NULL, Other major component model # : NULL, Other major component manufacturer : NULL, Other major component model # : NULL, Battery Brand : LGChem, SystemId : 205
12-Apr-19 | HBS1292 | LG Chem RESU13 w/ Goodwe GW3648-EM inverter | 3680 | 12.4 | NULL | NULL | LGChem | RESU13 | 1 | Goodwe | GW3648-EM | NULL | NULL | NULL | NULL | NULL | NULL | NULL | NULL | LGChem | 206 | Date Added : 12-Apr-19, Reference # : HBS1292, HBS designation : LG Chem RESU13 w/ Goodwe GW3648-EM inverter, Inverter Capacity (Var) : 3680, Useable capacity (kWh) : 12.4, BESS manufacturer : NULL, BESS Model # : NULL, Battery System (BS) Manufacturer : LGChem, Battery System (BS) Model # : RESU13, Number of BESS/BS in system : 1, Inverter manufacturer : Goodwe, Inverter model # : GW3648-EM, Smart controller/meter manufacturer : NULL, Smart controller/meter model # : NULL, Current sensor manufacturer : NULL, Current sensor model # : NULL, Other major component manufacturer : NULL, Other major component model # : NULL, Other major component manufacturer : NULL, Other major component model # : NULL, Battery Brand : LGChem, SystemId : 206
12-Apr-19 | HBS1293 | LG Chem RESU13 w/ Goodwe GW3048-EM inverter | 3000 | 12.4 | NULL | NULL | LGChem | RESU13 | 1 | Goodwe | GW3048-EM | NULL | NULL | NULL | NULL | NULL | NULL | NULL | NULL | LGChem | 207 | Date Added : 12-Apr-19, Reference # : HBS1293, HBS designation : LG Chem RESU13 w/ Goodwe GW3048-EM inverter, Inverter Capacity (Var) : 3000, Useable capacity (kWh) : 12.4, BESS manufacturer : NULL, BESS Model # : NULL, Battery System (BS) Manufacturer : LGChem, Battery System (BS) Model # : RESU13, Number of BESS/BS in system : 1, Inverter manufacturer : Goodwe, Inverter model # : GW3048-EM, Smart controller/meter manufacturer : NULL, Smart controller/meter model # : NULL, Current sensor manufacturer : NULL, Current sensor model # : NULL, Other major component manufacturer : NULL, Other major component model # : NULL, Other major component manufacturer : NULL, Other major component model # : NULL, Battery Brand : LGChem, SystemId : 207
12-Apr-19 | HBS1294 | LG Chem RESU13 w/ Goodwe GW3600S-BP inverter | 3680 | 12.4 | NULL | NULL | LGChem | RESU13 | 1 | Goodwe | GW3600S-BP | NULL | NULL | NULL | NULL | NULL | NULL | NULL | NULL | LGChem | 208 | Date Added : 12-Apr-19, Reference # : HBS1294, HBS designation : LG Chem RESU13 w/ Goodwe GW3600S-BP inverter, Inverter Capacity (Var) : 3680, Useable capacity (kWh) : 12.4, BESS manufacturer : NULL, BESS Model # : NULL, Battery System (BS) Manufacturer : LGChem, Battery System (BS) Model # : RESU13, Number of BESS/BS in system : 1, Inverter manufacturer : Goodwe, Inverter model # : GW3600S-BP, Smart controller/meter manufacturer : NULL, Smart controller/meter model # : NULL, Current sensor manufacturer : NULL, Current sensor model # : NULL, Other major component manufacturer : NULL, Other major component model # : NULL, Other major component manufacturer : NULL, Other major component model # : NULL, Battery Brand : LGChem, SystemId : 208
12-Apr-19 | HBS1295 | LG Chem RESU13 w/ Goodwe GW5000S-BP inverter | 5000 | 12.4 | NULL | NULL | LGChem | RESU13 | 1 | Goodwe | GW5000S-BP | NULL | NULL | NULL | NULL | NULL | NULL | NULL | NULL | LGChem | 209 | Date Added : 12-Apr-19, Reference # : HBS1295, HBS designation : LG Chem RESU13 w/ Goodwe GW5000S-BP inverter, Inverter Capacity (Var) : 5000, Useable capacity (kWh) : 12.4, BESS manufacturer : NULL, BESS Model # : NULL, Battery System (BS) Manufacturer : LGChem, Battery System (BS) Model # : RESU13, Number of BESS/BS in system : 1, Inverter manufacturer : Goodwe, Inverter model # : GW5000S-BP, Smart controller/meter manufacturer : NULL, Smart controller/meter model # : NULL, Current sensor manufacturer : NULL, Current sensor model # : NULL, Other major component manufacturer : NULL, Other major component model # : NULL, Other major component manufacturer : NULL, Other major component model # : NULL, Battery Brand : LGChem, SystemId : 209
14-May-19 | HBS1296 | Dyness B4850 w/ GoodWe GW5000S-BP inverter | 5000 | 2.2 | NULL | NULL | Dyness | B4850 | 1 | Goodwe | GW5000S-BP | NULL | NULL | NULL | NULL | NULL | NULL | NULL | NULL | Dyness | 219 | Date Added : 14-May-19, Reference # : HBS1296, HBS designation : Dyness B4850 w/ GoodWe GW5000S-BP inverter, Inverter Capacity (Var) : 5000, Useable capacity (kWh) : 2.2, BESS manufacturer : NULL, BESS Model # : NULL, Battery System (BS) Manufacturer : Dyness, Battery System (BS) Model # : B4850, Number of BESS/BS in system : 1, Inverter manufacturer : Goodwe, Inverter model # : GW5000S-BP, Smart controller/meter manufacturer : NULL, Smart controller/meter model # : NULL, Current sensor manufacturer : NULL, Current sensor model # : NULL, Other major component manufacturer : NULL, Other major component model # : NULL, Other major component manufacturer : NULL, Other major component model # : NULL, Battery Brand : Dyness, SystemId : 219
14-May-19 | HBS1297 | Dyness B4850 (2 off) w/ GoodWe GW5000S-BP inverter (AC coupled) | 5000 | 4.4 | NULL | NULL | Dyness | B4850 | 2 | Goodwe | GW5000S-BP | NULL | NULL | NULL | NULL | NULL | NULL | NULL | NULL | Dyness | 220 | Date Added : 14-May-19, Reference # : HBS1297, HBS designation : Dyness B4850 (2 off) w/ GoodWe GW5000S-BP inverter (AC coupled), Inverter Capacity (Var) : 5000, Useable capacity (kWh) : 4.4, BESS manufacturer : NULL, BESS Model # : NULL, Battery System (BS) Manufacturer : Dyness, Battery System (BS) Model # : B4850, Number of BESS/BS in system : 2, Inverter manufacturer : Goodwe, Inverter model # : GW5000S-BP, Smart controller/meter manufacturer : NULL, Smart controller/meter model # : NULL, Current sensor manufacturer : NULL, Current sensor model # : NULL, Other major component manufacturer : NULL, Other major component model # : NULL, Other major component manufacturer : NULL, Other major component model # : NULL, Battery Brand : Dyness, SystemId : 220
14-May-19 | HBS1298 | Dyness B4850 (3 off) w/ GoodWe GW5000S-BP inverter (AC coupled) | 5000 | 6.6 | NULL | NULL | Dyness | B4850 | 3 | Goodwe | GW5000S-BP | NULL | NULL | NULL | NULL | NULL | NULL | NULL | NULL | Dyness | 221 | Date Added : 14-May-19, Reference # : HBS1298, HBS designation : Dyness B4850 (3 off) w/ GoodWe GW5000S-BP inverter (AC coupled), Inverter Capacity (Var) : 5000, Useable capacity (kWh) : 6.6, BESS manufacturer : NULL, BESS Model # : NULL, Battery System (BS) Manufacturer : Dyness, Battery System (BS) Model # : B4850, Number of BESS/BS in system : 3, Inverter manufacturer : Goodwe, Inverter model # : GW5000S-BP, Smart controller/meter manufacturer : NULL, Smart controller/meter model # : NULL, Current sensor manufacturer : NULL, Current sensor model # : NULL, Other major component manufacturer : NULL, Other major component model # : NULL, Other major component manufacturer : NULL, Other major component model # : NULL, Battery Brand : Dyness, SystemId : 221
14-May-19 | HBS1299 | Dyness B4850 (4 off) w/ GoodWe GW5000S-BP inverter (AC coupled) | 5000 | 8.8 | NULL | NULL | Dyness | B4850 | 4 | Goodwe | GW5000S-BP | NULL | NULL | NULL | NULL | NULL | NULL | NULL | NULL | Dyness | 222 | Date Added : 14-May-19, Reference # : HBS1299, HBS designation : Dyness B4850 (4 off) w/ GoodWe GW5000S-BP inverter (AC coupled), Inverter Capacity (Var) : 5000, Useable capacity (kWh) : 8.8, BESS manufacturer : NULL, BESS Model # : NULL, Battery System (BS) Manufacturer : Dyness, Battery System (BS) Model # : B4850, Number of BESS/BS in system : 4, Inverter manufacturer : Goodwe, Inverter model # : GW5000S-BP, Smart controller/meter manufacturer : NULL, Smart controller/meter model # : NULL, Current sensor manufacturer : NULL, Current sensor model # : NULL, Other major component manufacturer : NULL, Other major component model # : NULL, Other major component manufacturer : NULL, Other major component model # : NULL, Battery Brand : Dyness, SystemId : 222
14-May-19 | HBS1300 | Dyness B4850 (5 off) w/ GoodWe GW5000S-BP inverter (AC coupled) | 5000 | 11 | NULL | NULL | Dyness | B4850 | 5 | Goodwe | GW5000S-BP | NULL | NULL | NULL | NULL | NULL | NULL | NULL | NULL | Dyness | 223 | Date Added : 14-May-19, Reference # : HBS1300, HBS designation : Dyness B4850 (5 off) w/ GoodWe GW5000S-BP inverter (AC coupled), Inverter Capacity (Var) : 5000, Useable capacity (kWh) : 11, BESS manufacturer : NULL, BESS Model # : NULL, Battery System (BS) Manufacturer : Dyness, Battery System (BS) Model # : B4850, Number of BESS/BS in system : 5, Inverter manufacturer : Goodwe, Inverter model # : GW5000S-BP, Smart controller/meter manufacturer : NULL, Smart controller/meter model # : NULL, Current sensor manufacturer : NULL, Current sensor model # : NULL, Other major component manufacturer : NULL, Other major component model # : NULL, Other major component manufacturer : NULL, Other major component model # : NULL, Battery Brand : Dyness, SystemId : 223
14-May-19 | HBS1301 | Dyness B4850 w/ GoodWe GW5048-EM inverter | 5000 | 2.2 | NULL | NULL | Dyness | B4850 | 1 | Goodwe | GW5048-EM | NULL | NULL | NULL | NULL | NULL | NULL | NULL | NULL | Dyness | 224 | Date Added : 14-May-19, Reference # : HBS1301, HBS designation : Dyness B4850 w/ GoodWe GW5048-EM inverter, Inverter Capacity (Var) : 5000, Useable capacity (kWh) : 2.2, BESS manufacturer : NULL, BESS Model # : NULL, Battery System (BS) Manufacturer : Dyness, Battery System (BS) Model # : B4850, Number of BESS/BS in system : 1, Inverter manufacturer : Goodwe, Inverter model # : GW5048-EM, Smart controller/meter manufacturer : NULL, Smart controller/meter model # : NULL, Current sensor manufacturer : NULL, Current sensor model # : NULL, Other major component manufacturer : NULL, Other major component model # : NULL, Other major component manufacturer : NULL, Other major component model # : NULL, Battery Brand : Dyness, SystemId : 224
14-May-19 | HBS1302 | Dyness B4850 (2 off) w/ GoodWe GW5048-EM inverter | 5000 | 4.4 | NULL | NULL | Dyness | B4850 | 2 | Goodwe | GW5048-EM | NULL | NULL | NULL | NULL | NULL | NULL | NULL | NULL | Dyness | 225 | Date Added : 14-May-19, Reference # : HBS1302, HBS designation : Dyness B4850 (2 off) w/ GoodWe GW5048-EM inverter, Inverter Capacity (Var) : 5000, Useable capacity (kWh) : 4.4, BESS manufacturer : NULL, BESS Model # : NULL, Battery System (BS) Manufacturer : Dyness, Battery System (BS) Model # : B4850, Number of BESS/BS in system : 2, Inverter manufacturer : Goodwe, Inverter model # : GW5048-EM, Smart controller/meter manufacturer : NULL, Smart controller/meter model # : NULL, Current sensor manufacturer : NULL, Current sensor model # : NULL, Other major component manufacturer : NULL, Other major component model # : NULL, Other major component manufacturer : NULL, Other major component model # : NULL, Battery Brand : Dyness, SystemId : 225
14-May-19 | HBS1303 | Dyness B4850 (3 off) w/ GoodWe GW5048-EM inverter | 5000 | 6.6 | NULL | NULL | Dyness | B4850 | 3 | Goodwe | GW5048-EM | NULL | NULL | NULL | NULL | NULL | NULL | NULL | NULL | Dyness | 226 | Date Added : 14-May-19, Reference # : HBS1303, HBS designation : Dyness B4850 (3 off) w/ GoodWe GW5048-EM inverter, Inverter Capacity (Var) : 5000, Useable capacity (kWh) : 6.6, BESS manufacturer : NULL, BESS Model # : NULL, Battery System (BS) Manufacturer : Dyness, Battery System (BS) Model # : B4850, Number of BESS/BS in system : 3, Inverter manufacturer : Goodwe, Inverter model # : GW5048-EM, Smart controller/meter manufacturer : NULL, Smart controller/meter model # : NULL, Current sensor manufacturer : NULL, Current sensor model # : NULL, Other major component manufacturer : NULL, Other major component model # : NULL, Other major component manufacturer : NULL, Other major component model # : NULL, Battery Brand : Dyness, SystemId : 226
14-May-19 | HBS1304 | Dyness B4850 (4 off) w/ GoodWe GW5048-EM inverter | 5000 | 8.8 | NULL | NULL | Dyness | B4850 | 4 | Goodwe | GW5048-EM | NULL | NULL | NULL | NULL | NULL | NULL | NULL | NULL | Dyness | 227 | Date Added : 14-May-19, Reference # : HBS1304, HBS designation : Dyness B4850 (4 off) w/ GoodWe GW5048-EM inverter, Inverter Capacity (Var) : 5000, Useable capacity (kWh) : 8.8, BESS manufacturer : NULL, BESS Model # : NULL, Battery System (BS) Manufacturer : Dyness, Battery System (BS) Model # : B4850, Number of BESS/BS in system : 4, Inverter manufacturer : Goodwe, Inverter model # : GW5048-EM, Smart controller/meter manufacturer : NULL, Smart controller/meter model # : NULL, Current sensor manufacturer : NULL, Current sensor model # : NULL, Other major component manufacturer : NULL, Other major component model # : NULL, Other major component manufacturer : NULL, Other major component model # : NULL, Battery Brand : Dyness, SystemId : 227
14-May-19 | HBS1305 | Dyness B4850 (5 off) w/ GoodWe GW5048-EM inverter | 5000 | 11 | NULL | NULL | Dyness | B4850 | 5 | Goodwe | GW5048-EM | NULL | NULL | NULL | NULL | NULL | NULL | NULL | NULL | Dyness | 228 | Date Added : 14-May-19, Reference # : HBS1305, HBS designation : Dyness B4850 (5 off) w/ GoodWe GW5048-EM inverter, Inverter Capacity (Var) : 5000, Useable capacity (kWh) : 11, BESS manufacturer : NULL, BESS Model # : NULL, Battery System (BS) Manufacturer : Dyness, Battery System (BS) Model # : B4850, Number of BESS/BS in system : 5, Inverter manufacturer : Goodwe, Inverter model # : GW5048-EM, Smart controller/meter manufacturer : NULL, Smart controller/meter model # : NULL, Current sensor manufacturer : NULL, Current sensor model # : NULL, Other major component manufacturer : NULL, Other major component model # : NULL, Other major component manufacturer : NULL, Other major component model # : NULL, Battery Brand : Dyness, SystemId : 228
14-May-19 | HBS1306 | Dyness PowerBox F-2.5 w/ GoodWe GW5000S-BP inverter (AC coupled) | 5000 | 2.2 | NULL | NULL | Dyness | PowerBox F-2.5 | 1 | Goodwe | GW5000S-BP | NULL | NULL | NULL | NULL | NULL | NULL | NULL | NULL | Dyness | 229 | Date Added : 14-May-19, Reference # : HBS1306, HBS designation : Dyness PowerBox F-2.5 w/ GoodWe GW5000S-BP inverter (AC coupled), Inverter Capacity (Var) : 5000, Useable capacity (kWh) : 2.2, BESS manufacturer : NULL, BESS Model # : NULL, Battery System (BS) Manufacturer : Dyness, Battery System (BS) Model # : PowerBox F-2.5, Number of BESS/BS in system : 1, Inverter manufacturer : Goodwe, Inverter model # : GW5000S-BP, Smart controller/meter manufacturer : NULL, Smart controller/meter model # : NULL, Current sensor manufacturer : NULL, Current sensor model # : NULL, Other major component manufacturer : NULL, Other major component model # : NULL, Other major component manufacturer : NULL, Other major component model # : NULL, Battery Brand : Dyness, SystemId : 229
14-May-19 | HBS1307 | Dyness PowerBox F-5 w/ GoodWe GW5000S-BP inverter (AC coupled) | 5000 | 4.3 | NULL | NULL | Dyness | PowerBox F-5 | 1 | Goodwe | GW5000S-BP | NULL | NULL | NULL | NULL | NULL | NULL | NULL | NULL | Dyness | 230 | Date Added : 14-May-19, Reference # : HBS1307, HBS designation : Dyness PowerBox F-5 w/ GoodWe GW5000S-BP inverter (AC coupled), Inverter Capacity (Var) : 5000, Useable capacity (kWh) : 4.3, BESS manufacturer : NULL, BESS Model # : NULL, Battery System (BS) Manufacturer : Dyness, Battery System (BS) Model # : PowerBox F-5, Number of BESS/BS in system : 1, Inverter manufacturer : Goodwe, Inverter model # : GW5000S-BP, Smart controller/meter manufacturer : NULL, Smart controller/meter model # : NULL, Current sensor manufacturer : NULL, Current sensor model # : NULL, Other major component manufacturer : NULL, Other major component model # : NULL, Other major component manufacturer : NULL, Other major component model # : NULL, Battery Brand : Dyness, SystemId : 230
14-May-19 | HBS1308 | Dyness PowerBox F-7.5 w/ GoodWe GW5000S-BP inverter (AC coupled) | 5000 | 6.5 | NULL | NULL | Dyness | PowerBox F-7.5 | 1 | Goodwe | GW5000S-BP | NULL | NULL | NULL | NULL | NULL | NULL | NULL | NULL | Dyness | 231 | Date Added : 14-May-19, Reference # : HBS1308, HBS designation : Dyness PowerBox F-7.5 w/ GoodWe GW5000S-BP inverter (AC coupled), Inverter Capacity (Var) : 5000, Useable capacity (kWh) : 6.5, BESS manufacturer : NULL, BESS Model # : NULL, Battery System (BS) Manufacturer : Dyness, Battery System (BS) Model # : PowerBox F-7.5, Number of BESS/BS in system : 1, Inverter manufacturer : Goodwe, Inverter model # : GW5000S-BP, Smart controller/meter manufacturer : NULL, Smart controller/meter model # : NULL, Current sensor manufacturer : NULL, Current sensor model # : NULL, Other major component manufacturer : NULL, Other major component model # : NULL, Other major component manufacturer : NULL, Other major component model # : NULL, Battery Brand : Dyness, SystemId : 231
14-May-19 | HBS1309 | Dyness PowerBox F-10 w/ GoodWe GW5000S-BP inverter (AC coupled) | 5000 | 8.6 | NULL | NULL | Dyness | PowerBox F-10 | 1 | Goodwe | GW5000S-BP | NULL | NULL | NULL | NULL | NULL | NULL | NULL | NULL | Dyness | 232 | Date Added : 14-May-19, Reference # : HBS1309, HBS designation : Dyness PowerBox F-10 w/ GoodWe GW5000S-BP inverter (AC coupled), Inverter Capacity (Var) : 5000, Useable capacity (kWh) : 8.6, BESS manufacturer : NULL, BESS Model # : NULL, Battery System (BS) Manufacturer : Dyness, Battery System (BS) Model # : PowerBox F-10, Number of BESS/BS in system : 1, Inverter manufacturer : Goodwe, Inverter model # : GW5000S-BP, Smart controller/meter manufacturer : NULL, Smart controller/meter model # : NULL, Current sensor manufacturer : NULL, Current sensor model # : NULL, Other major component manufacturer : NULL, Other major component model # : NULL, Other major component manufacturer : NULL, Other major component model # : NULL, Battery Brand : Dyness, SystemId : 232
14-May-19 | HBS1310 | Dyness PowerBox F-2.5 w/ GoodWe GW5048-EM inverter | 5000 | 2.2 | NULL | NULL | Dyness | PowerBox F-2.5 | 1 | Goodwe | GW5048-EM | NULL | NULL | NULL | NULL | NULL | NULL | NULL | NULL | Dyness | 233 | Date Added : 14-May-19, Reference # : HBS1310, HBS designation : Dyness PowerBox F-2.5 w/ GoodWe GW5048-EM inverter, Inverter Capacity (Var) : 5000, Useable capacity (kWh) : 2.2, BESS manufacturer : NULL, BESS Model # : NULL, Battery System (BS) Manufacturer : Dyness, Battery System (BS) Model # : PowerBox F-2.5, Number of BESS/BS in system : 1, Inverter manufacturer : Goodwe, Inverter model # : GW5048-EM, Smart controller/meter manufacturer : NULL, Smart controller/meter model # : NULL, Current sensor manufacturer : NULL, Current sensor model # : NULL, Other major component manufacturer : NULL, Other major component model # : NULL, Other major component manufacturer : NULL, Other major component model # : NULL, Battery Brand : Dyness, SystemId : 233
14-May-19 | HBS1311 | Dyness PowerBox F-5 w/ GoodWe GW5048-EM inverter | 5000 | 4.3 | NULL | NULL | Dyness | PowerBox F-5 | 1 | Goodwe | GW5048-EM | NULL | NULL | NULL | NULL | NULL | NULL | NULL | NULL | Dyness | 234 | Date Added : 14-May-19, Reference # : HBS1311, HBS designation : Dyness PowerBox F-5 w/ GoodWe GW5048-EM inverter, Inverter Capacity (Var) : 5000, Useable capacity (kWh) : 4.3, BESS manufacturer : NULL, BESS Model # : NULL, Battery System (BS) Manufacturer : Dyness, Battery System (BS) Model # : PowerBox F-5, Number of BESS/BS in system : 1, Inverter manufacturer : Goodwe, Inverter model # : GW5048-EM, Smart controller/meter manufacturer : NULL, Smart controller/meter model # : NULL, Current sensor manufacturer : NULL, Current sensor model # : NULL, Other major component manufacturer : NULL, Other major component model # : NULL, Other major component manufacturer : NULL, Other major component model # : NULL, Battery Brand : Dyness, SystemId : 234
14-May-19 | HBS1312 | Dyness PowerBox F-7.5 w/ GoodWe GW5048-EM inverter | 5000 | 6.5 | NULL | NULL | Dyness | PowerBox F-7.5 | 1 | Goodwe | GW5048-EM | NULL | NULL | NULL | NULL | NULL | NULL | NULL | NULL | Dyness | 235 | Date Added : 14-May-19, Reference # : HBS1312, HBS designation : Dyness PowerBox F-7.5 w/ GoodWe GW5048-EM inverter, Inverter Capacity (Var) : 5000, Useable capacity (kWh) : 6.5, BESS manufacturer : NULL, BESS Model # : NULL, Battery System (BS) Manufacturer : Dyness, Battery System (BS) Model # : PowerBox F-7.5, Number of BESS/BS in system : 1, Inverter manufacturer : Goodwe, Inverter model # : GW5048-EM, Smart controller/meter manufacturer : NULL, Smart controller/meter model # : NULL, Current sensor manufacturer : NULL, Current sensor model # : NULL, Other major component manufacturer : NULL, Other major component model # : NULL, Other major component manufacturer : NULL, Other major component model # : NULL, Battery Brand : Dyness, SystemId : 235
14-May-19 | HBS1313 | Dyness PowerBox F-10 w/ GoodWe GW5048-EM inverter | 5000 | 8.6 | NULL | NULL | Dyness | PowerBox F-10 | 1 | Goodwe | GW5048-EM | NULL | NULL | NULL | NULL | NULL | NULL | NULL | NULL | Dyness | 236 | Date Added : 14-May-19, Reference # : HBS1313, HBS designation : Dyness PowerBox F-10 w/ GoodWe GW5048-EM inverter, Inverter Capacity (Var) : 5000, Useable capacity (kWh) : 8.6, BESS manufacturer : NULL, BESS Model # : NULL, Battery System (BS) Manufacturer : Dyness, Battery System (BS) Model # : PowerBox F-10, Number of BESS/BS in system : 1, Inverter manufacturer : Goodwe, Inverter model # : GW5048-EM, Smart controller/meter manufacturer : NULL, Smart controller/meter model # : NULL, Current sensor manufacturer : NULL, Current sensor model # : NULL, Other major component manufacturer : NULL, Other major component model # : NULL, Other major component manufacturer : NULL, Other major component model # : NULL, Battery Brand : Dyness, SystemId : 236
14-May-19 | HBS1235 | SENEC.Home V2 Li 2.5 | 1000 | 2.5 | Deutsche Energieversorgung GmbH | SENEC.Home V2 Li 2.5 | NULL | NULL | 1 | NULL | NULL | NULL | NULL | NULL | NULL | NULL | NULL | NULL | NULL | SENEC | 215 | Date Added : 14-May-19, Reference # : HBS1235, HBS designation : SENEC.Home V2 Li 2.5, Inverter Capacity (Var) : 1000, Useable capacity (kWh) : 2.5, BESS manufacturer : Deutsche Energieversorgung GmbH, BESS Model # : SENEC.Home V2 Li 2.5, Battery System (BS) Manufacturer : NULL, Battery System (BS) Model # : NULL, Number of BESS/BS in system : 1, Inverter manufacturer : NULL, Inverter model # : NULL, Smart controller/meter manufacturer : NULL, Smart controller/meter model # : NULL, Current sensor manufacturer : NULL, Current sensor model # : NULL, Other major component manufacturer : NULL, Other major component model # : NULL, Other major component manufacturer : NULL, Other major component model # : NULL, Battery Brand : SENEC, SystemId : 215
14-May-19 | HBS1236 | SENEC.Home V2 Li 5.0 | 2000 | 5 | Deutsche Energieversorgung GmbH | SENEC.Home V2 Li 5.0 | NULL | NULL | 1 | NULL | NULL | NULL | NULL | NULL | NULL | NULL | NULL | NULL | NULL | SENEC | 216 | Date Added : 14-May-19, Reference # : HBS1236, HBS designation : SENEC.Home V2 Li 5.0, Inverter Capacity (Var) : 2000, Useable capacity (kWh) : 5, BESS manufacturer : Deutsche Energieversorgung GmbH, BESS Model # : SENEC.Home V2 Li 5.0, Battery System (BS) Manufacturer : NULL, Battery System (BS) Model # : NULL, Number of BESS/BS in system : 1, Inverter manufacturer : NULL, Inverter model # : NULL, Smart controller/meter manufacturer : NULL, Smart controller/meter model # : NULL, Current sensor manufacturer : NULL, Current sensor model # : NULL, Other major component manufacturer : NULL, Other major component model # : NULL, Other major component manufacturer : NULL, Other major component model # : NULL, Battery Brand : SENEC, SystemId : 216
14-May-19 | HBS1237 | SENEC.Home V2 Li 7.5 | 2250 | 7.5 | Deutsche Energieversorgung GmbH | SENEC.Home V2 Li 7.5 | NULL | NULL | 1 | NULL | NULL | NULL | NULL | NULL | NULL | NULL | NULL | NULL | NULL | SENEC | 217 | Date Added : 14-May-19, Reference # : HBS1237, HBS designation : SENEC.Home V2 Li 7.5, Inverter Capacity (Var) : 2250, Useable capacity (kWh) : 7.5, BESS manufacturer : Deutsche Energieversorgung GmbH, BESS Model # : SENEC.Home V2 Li 7.5, Battery System (BS) Manufacturer : NULL, Battery System (BS) Model # : NULL, Number of BESS/BS in system : 1, Inverter manufacturer : NULL, Inverter model # : NULL, Smart controller/meter manufacturer : NULL, Smart controller/meter model # : NULL, Current sensor manufacturer : NULL, Current sensor model # : NULL, Other major component manufacturer : NULL, Other major component model # : NULL, Other major component manufacturer : NULL, Other major component model # : NULL, Battery Brand : SENEC, SystemId : 217
14-May-19 | HBS1238 | SENEC.Home V2 Li 10 | 2250 | 10 | Deutsche Energieversorgung GmbH | SENEC.Home V2 Li 10 | NULL | NULL | 1 | NULL | NULL | NULL | NULL | NULL | NULL | NULL | NULL | NULL | NULL | SENEC | 218 | Date Added : 14-May-19, Reference # : HBS1238, HBS designation : SENEC.Home V2 Li 10, Inverter Capacity (Var) : 2250, Useable capacity (kWh) : 10, BESS manufacturer : Deutsche Energieversorgung GmbH, BESS Model # : SENEC.Home V2 Li 10, Battery System (BS) Manufacturer : NULL, Battery System (BS) Model # : NULL, Number of BESS/BS in system : 1, Inverter manufacturer : NULL, Inverter model # : NULL, Smart controller/meter manufacturer : NULL, Smart controller/meter model # : NULL, Current sensor manufacturer : NULL, Current sensor model # : NULL, Other major component manufacturer : NULL, Other major component model # : NULL, Other major component manufacturer : NULL, Other major component model # : NULL, Battery Brand : SENEC, SystemId : 218
04-Jul-19 | HBS1332 | Alpha-ESS eStore-GW5048-EM-10.3 (GW5048-EM inverter + 1xeSTORE-BAT-10.3) | 5000 | 9.3 | NULL | NULL | Alpha-ESS | eSTORE-BAT-10.3 | 1 | GoodWe | GW5048-EM | NULL | NULL | NULL | NULL | NULL | NULL | NULL | NULL | Alpha-ESS | 237 | Date Added : 04-Jul-19, Reference # : HBS1332, HBS designation : Alpha-ESS eStore-GW5048-EM-10.3 (GW5048-EM inverter + 1xeSTORE-BAT-10.3), Inverter Capacity (Var) : 5000, Useable capacity (kWh) : 9.3, BESS manufacturer : NULL, BESS Model # : NULL, Battery System (BS) Manufacturer : Alpha-ESS, Battery System (BS) Model # : eSTORE-BAT-10.3, Number of BESS/BS in system : 1, Inverter manufacturer : GoodWe, Inverter model # : GW5048-EM, Smart controller/meter manufacturer : NULL, Smart controller/meter model # : NULL, Current sensor manufacturer : NULL, Current sensor model # : NULL, Other major component manufacturer : NULL, Other major component model # : NULL, Other major component manufacturer : NULL, Other major component model # : NULL, Battery Brand : Alpha-ESS, SystemId : 237
04-Jul-19 | HBS1333 | Alpha-ESS eStore-GW5048-EM-20.6 (GW5048-EM inverter + 2xeSTORE-BAT-10.3) | 5000 | 18.6 | NULL | NULL | Alpha-ESS | eSTORE-BAT-10.3 | 2 | GoodWe | GW5048-EM | NULL | NULL | NULL | NULL | NULL | NULL | NULL | NULL | Alpha-ESS | 238 | Date Added : 04-Jul-19, Reference # : HBS1333, HBS designation : Alpha-ESS eStore-GW5048-EM-20.6 (GW5048-EM inverter + 2xeSTORE-BAT-10.3), Inverter Capacity (Var) : 5000, Useable capacity (kWh) : 18.6, BESS manufacturer : NULL, BESS Model # : NULL, Battery System (BS) Manufacturer : Alpha-ESS, Battery System (BS) Model # : eSTORE-BAT-10.3, Number of BESS/BS in system : 2, Inverter manufacturer : GoodWe, Inverter model # : GW5048-EM, Smart controller/meter manufacturer : NULL, Smart controller/meter model # : NULL, Current sensor manufacturer : NULL, Current sensor model # : NULL, Other major component manufacturer : NULL, Other major component model # : NULL, Other major component manufacturer : NULL, Other major component model # : NULL, Battery Brand : Alpha-ESS, SystemId : 238
04-Jul-19 | HBS1334 | Alpha-ESS eStore-GW5048D-ES-10.3 (GW5048D-ES inverter + 1xeSTORE-BAT-10.3) | 4950 | 9.3 | NULL | NULL | Alpha-ESS | eSTORE-BAT-10.3 | 1 | GoodWe | GW5048D-ES | NULL | NULL | NULL | NULL | NULL | NULL | NULL | NULL | Alpha-ESS | 239 | Date Added : 04-Jul-19, Reference # : HBS1334, HBS designation : Alpha-ESS eStore-GW5048D-ES-10.3 (GW5048D-ES inverter + 1xeSTORE-BAT-10.3), Inverter Capacity (Var) : 4950, Useable capacity (kWh) : 9.3, BESS manufacturer : NULL, BESS Model # : NULL, Battery System (BS) Manufacturer : Alpha-ESS, Battery System (BS) Model # : eSTORE-BAT-10.3, Number of BESS/BS in system : 1, Inverter manufacturer : GoodWe, Inverter model # : GW5048D-ES, Smart controller/meter manufacturer : NULL, Smart controller/meter model # : NULL, Current sensor manufacturer : NULL, Current sensor model # : NULL, Other major component manufacturer : NULL, Other major component model # : NULL, Other major component manufacturer : NULL, Other major component model # : NULL, Battery Brand : Alpha-ESS, SystemId : 239
04-Jul-19 | HBS1335 | Alpha-ESS eStore -GW5048D-ES-20.6 (GW5048D-ES inverter + 2xeSTORE-BAT-10.3) | 4950 | 18.6 | NULL | NULL | Alpha-ESS | eSTORE-BAT-10.3 | 2 | GoodWe | GW5048D-ES | NULL | NULL | NULL | NULL | NULL | NULL | NULL | NULL | Alpha-ESS | 240 | Date Added : 04-Jul-19, Reference # : HBS1335, HBS designation : Alpha-ESS eStore -GW5048D-ES-20.6 (GW5048D-ES inverter + 2xeSTORE-BAT-10.3), Inverter Capacity (Var) : 4950, Useable capacity (kWh) : 18.6, BESS manufacturer : NULL, BESS Model # : NULL, Battery System (BS) Manufacturer : Alpha-ESS, Battery System (BS) Model # : eSTORE-BAT-10.3, Number of BESS/BS in system : 2, Inverter manufacturer : GoodWe, Inverter model # : GW5048D-ES, Smart controller/meter manufacturer : NULL, Smart controller/meter model # : NULL, Current sensor manufacturer : NULL, Current sensor model # : NULL, Other major component manufacturer : NULL, Other major component model # : NULL, Other major component manufacturer : NULL, Other major component model # : NULL, Battery Brand : Alpha-ESS, SystemId : 240
04-Jul-19 | HBS1336 | Alpha-ESS eStore-GW5000S-BP-10.3 (GW5000S-BP inverter + 1xeSTORE-BAT-10.3) | 5000 | 9.3 | NULL | NULL | Alpha-ESS | eSTORE-BAT-10.3 | 1 | GoodWe | GW5000S-BP | NULL | NULL | NULL | NULL | NULL | NULL | NULL | NULL | Alpha-ESS | 241 | Date Added : 04-Jul-19, Reference # : HBS1336, HBS designation : Alpha-ESS eStore-GW5000S-BP-10.3 (GW5000S-BP inverter + 1xeSTORE-BAT-10.3), Inverter Capacity (Var) : 5000, Useable capacity (kWh) : 9.3, BESS manufacturer : NULL, BESS Model # : NULL, Battery System (BS) Manufacturer : Alpha-ESS, Battery System (BS) Model # : eSTORE-BAT-10.3, Number of BESS/BS in system : 1, Inverter manufacturer : GoodWe, Inverter model # : GW5000S-BP, Smart controller/meter manufacturer : NULL, Smart controller/meter model # : NULL, Current sensor manufacturer : NULL, Current sensor model # : NULL, Other major component manufacturer : NULL, Other major component model # : NULL, Other major component manufacturer : NULL, Other major component model # : NULL, Battery Brand : Alpha-ESS, SystemId : 241
04-Jul-19 | HBS1337 | Alpha-ESS eStore-GW5000S-BP-20.6 (GW5000S-BP inverter + 2xeSTORE-BAT-10.3) | 5000 | 18.6 | NULL | NULL | Alpha-ESS | eSTORE-BAT-10.3 | 2 | GoodWe | GW5000S-BP | NULL | NULL | NULL | NULL | NULL | NULL | NULL | NULL | Alpha-ESS | 242 | Date Added : 04-Jul-19, Reference # : HBS1337, HBS designation : Alpha-ESS eStore-GW5000S-BP-20.6 (GW5000S-BP inverter + 2xeSTORE-BAT-10.3), Inverter Capacity (Var) : 5000, Useable capacity (kWh) : 18.6, BESS manufacturer : NULL, BESS Model # : NULL, Battery System (BS) Manufacturer : Alpha-ESS, Battery System (BS) Model # : eSTORE-BAT-10.3, Number of BESS/BS in system : 2, Inverter manufacturer : GoodWe, Inverter model # : GW5000S-BP, Smart controller/meter manufacturer : NULL, Smart controller/meter model # : NULL, Current sensor manufacturer : NULL, Current sensor model # : NULL, Other major component manufacturer : NULL, Other major component model # : NULL, Other major component manufacturer : NULL, Other major component model # : NULL, Battery Brand : Alpha-ESS, SystemId : 242
09-Jul-19 | HBS1338 | Alpha-ESS Storion SMILE5 10.3 (SMILE5-INV + 1xSMILE-BAT-10.3P) | 4600 | 9.3 | NULL | NULL | Alpha-ESS | SMILE-BAT-10.3P | 1 | Alpha-ESS | SMILE5-INV | NULL | NULL | NULL | NULL | NULL | NULL | NULL | NULL | Alpha-ESS | 243 | Date Added : 09-Jul-19, Reference # : HBS1338, HBS designation : Alpha-ESS Storion SMILE5 10.3 (SMILE5-INV + 1xSMILE-BAT-10.3P), Inverter Capacity (Var) : 4600, Useable capacity (kWh) : 9.3, BESS manufacturer : NULL, BESS Model # : NULL, Battery System (BS) Manufacturer : Alpha-ESS, Battery System (BS) Model # : SMILE-BAT-10.3P, Number of BESS/BS in system : 1, Inverter manufacturer : Alpha-ESS, Inverter model # : SMILE5-INV, Smart controller/meter manufacturer : NULL, Smart controller/meter model # : NULL, Current sensor manufacturer : NULL, Current sensor model # : NULL, Other major component manufacturer : NULL, Other major component model # : NULL, Other major component manufacturer : NULL, Other major component model # : NULL, Battery Brand : Alpha-ESS, SystemId : 243
09-Jul-19 | HBS1339 | Alpha-ESS Storion SMILE5 20.6 (SMILE5-INV + 2xSMILE-BAT-10.3P) | 4600 | 18.6 | NULL | NULL | Alpha-ESS | SMILE-BAT-10.3P | 2 | Alpha-ESS | SMILE5-INV | NULL | NULL | NULL | NULL | Alpha-ESS | 10.3P BAT Expansion Box | NULL | NULL | Alpha-ESS | 244 | Date Added : 09-Jul-19, Reference # : HBS1339, HBS designation : Alpha-ESS Storion SMILE5 20.6 (SMILE5-INV + 2xSMILE-BAT-10.3P), Inverter Capacity (Var) : 4600, Useable capacity (kWh) : 18.6, BESS manufacturer : NULL, BESS Model # : NULL, Battery System (BS) Manufacturer : Alpha-ESS, Battery System (BS) Model # : SMILE-BAT-10.3P, Number of BESS/BS in system : 2, Inverter manufacturer : Alpha-ESS, Inverter model # : SMILE5-INV, Smart controller/meter manufacturer : NULL, Smart controller/meter model # : NULL, Current sensor manufacturer : NULL, Current sensor model # : NULL, Other major component manufacturer : Alpha-ESS, Other major component model # : 10.3P BAT Expansion Box, Other major component manufacturer : NULL, Other major component model # : NULL, Battery Brand : Alpha-ESS, SystemId : 244
10-Jul-19 | HBS1342 | BYD B-Box L 3.5(Au) w/ GoodWe GW5048D-ES inverter | 4950 | 3.5 | NULL | NULL | BYD | B-Box L 3.5(Au) | 1 | GoodWe | GW5048D-ES | NULL | NULL | NULL | NULL | NULL | NULL | NULL | NULL | BYD | 245 | Date Added : 10-Jul-19, Reference # : HBS1342, HBS designation : BYD B-Box L 3.5(Au) w/ GoodWe GW5048D-ES inverter, Inverter Capacity (Var) : 4950, Useable capacity (kWh) : 3.5, BESS manufacturer : NULL, BESS Model # : NULL, Battery System (BS) Manufacturer : BYD, Battery System (BS) Model # : B-Box L 3.5(Au), Number of BESS/BS in system : 1, Inverter manufacturer : GoodWe, Inverter model # : GW5048D-ES, Smart controller/meter manufacturer : NULL, Smart controller/meter model # : NULL, Current sensor manufacturer : NULL, Current sensor model # : NULL, Other major component manufacturer : NULL, Other major component model # : NULL, Other major component manufacturer : NULL, Other major component model # : NULL, Battery Brand : BYD, SystemId : 245
10-Jul-19 | HBS1343 | BYD B-Box L 3.5(Au) w/ GoodWe GW3048-EM inverter | 3000 | 3.5 | NULL | NULL | BYD | B-Box L 3.5(Au) | 1 | GoodWe | GW3048-EM | NULL | NULL | NULL | NULL | NULL | NULL | NULL | NULL | BYD | 246 | Date Added : 10-Jul-19, Reference # : HBS1343, HBS designation : BYD B-Box L 3.5(Au) w/ GoodWe GW3048-EM inverter, Inverter Capacity (Var) : 3000, Useable capacity (kWh) : 3.5, BESS manufacturer : NULL, BESS Model # : NULL, Battery System (BS) Manufacturer : BYD, Battery System (BS) Model # : B-Box L 3.5(Au), Number of BESS/BS in system : 1, Inverter manufacturer : GoodWe, Inverter model # : GW3048-EM, Smart controller/meter manufacturer : NULL, Smart controller/meter model # : NULL, Current sensor manufacturer : NULL, Current sensor model # : NULL, Other major component manufacturer : NULL, Other major component model # : NULL, Other major component manufacturer : NULL, Other major component model # : NULL, Battery Brand : BYD, SystemId : 246
10-Jul-19 | HBS1344 | BYD B-Box L 3.5(Au) w/ GoodWe GW3648-EM inverter | 3680 | 3.5 | NULL | NULL | BYD | B-Box L 3.5(Au) | 1 | GoodWe | GW3648-EM | NULL | NULL | NULL | NULL | NULL | NULL | NULL | NULL | BYD | 247 | Date Added : 10-Jul-19, Reference # : HBS1344, HBS designation : BYD B-Box L 3.5(Au) w/ GoodWe GW3648-EM inverter, Inverter Capacity (Var) : 3680, Useable capacity (kWh) : 3.5, BESS manufacturer : NULL, BESS Model # : NULL, Battery System (BS) Manufacturer : BYD, Battery System (BS) Model # : B-Box L 3.5(Au), Number of BESS/BS in system : 1, Inverter manufacturer : GoodWe, Inverter model # : GW3648-EM, Smart controller/meter manufacturer : NULL, Smart controller/meter model # : NULL, Current sensor manufacturer : NULL, Current sensor model # : NULL, Other major component manufacturer : NULL, Other major component model # : NULL, Other major component manufacturer : NULL, Other major component model # : NULL, Battery Brand : BYD, SystemId : 247
10-Jul-19 | HBS1345 | BYD B-Box L 3.5(Au) w/ GoodWe GW5048-EM inverter | 5000 | 3.5 | NULL | NULL | BYD | B-Box L 3.5(Au) | 1 | GoodWe | GW5048-EM | NULL | NULL | NULL | NULL | NULL | NULL | NULL | NULL | BYD | 248 | Date Added : 10-Jul-19, Reference # : HBS1345, HBS designation : BYD B-Box L 3.5(Au) w/ GoodWe GW5048-EM inverter, Inverter Capacity (Var) : 5000, Useable capacity (kWh) : 3.5, BESS manufacturer : NULL, BESS Model # : NULL, Battery System (BS) Manufacturer : BYD, Battery System (BS) Model # : B-Box L 3.5(Au), Number of BESS/BS in system : 1, Inverter manufacturer : GoodWe, Inverter model # : GW5048-EM, Smart controller/meter manufacturer : NULL, Smart controller/meter model # : NULL, Current sensor manufacturer : NULL, Current sensor model # : NULL, Other major component manufacturer : NULL, Other major component model # : NULL, Other major component manufacturer : NULL, Other major component model # : NULL, Battery Brand : BYD, SystemId : 248
10-Jul-19 | HBS1346 | BYD B-Box L 3.5(Au) w/ GoodWe GW5000S-BP inverter | 5000 | 3.5 | NULL | NULL | BYD | B-Box L 3.5(Au) | 1 | GoodWe | GW5000S-BP | NULL | NULL | NULL | NULL | NULL | NULL | NULL | NULL | BYD | 249 | Date Added : 10-Jul-19, Reference # : HBS1346, HBS designation : BYD B-Box L 3.5(Au) w/ GoodWe GW5000S-BP inverter, Inverter Capacity (Var) : 5000, Useable capacity (kWh) : 3.5, BESS manufacturer : NULL, BESS Model # : NULL, Battery System (BS) Manufacturer : BYD, Battery System (BS) Model # : B-Box L 3.5(Au), Number of BESS/BS in system : 1, Inverter manufacturer : GoodWe, Inverter model # : GW5000S-BP, Smart controller/meter manufacturer : NULL, Smart controller/meter model # : NULL, Current sensor manufacturer : NULL, Current sensor model # : NULL, Other major component manufacturer : NULL, Other major component model # : NULL, Other major component manufacturer : NULL, Other major component model # : NULL, Battery Brand : BYD, SystemId : 249
10-Jul-19 | HBS1347 | BYD B-Box L 7(Au) w/ GoodWe GW5048D-ES inverter | 4950 | 7 | NULL | NULL | BYD | B-Box L 7(Au) | 1 | GoodWe | GW5048D-ES | NULL | NULL | NULL | NULL | NULL | NULL | NULL | NULL | BYD | 250 | Date Added : 10-Jul-19, Reference # : HBS1347, HBS designation : BYD B-Box L 7(Au) w/ GoodWe GW5048D-ES inverter, Inverter Capacity (Var) : 4950, Useable capacity (kWh) : 7, BESS manufacturer : NULL, BESS Model # : NULL, Battery System (BS) Manufacturer : BYD, Battery System (BS) Model # : B-Box L 7(Au), Number of BESS/BS in system : 1, Inverter manufacturer : GoodWe, Inverter model # : GW5048D-ES, Smart controller/meter manufacturer : NULL, Smart controller/meter model # : NULL, Current sensor manufacturer : NULL, Current sensor model # : NULL, Other major component manufacturer : NULL, Other major component model # : NULL, Other major component manufacturer : NULL, Other major component model # : NULL, Battery Brand : BYD, SystemId : 250
10-Jul-19 | HBS1348 | BYD B-Box L 7(Au) w/ GoodWe GW3048-EM inverter | 3000 | 7 | NULL | NULL | BYD | B-Box L 7(Au) | 1 | GoodWe | GW3048-EM | NULL | NULL | NULL | NULL | NULL | NULL | NULL | NULL | BYD | 251 | Date Added : 10-Jul-19, Reference # : HBS1348, HBS designation : BYD B-Box L 7(Au) w/ GoodWe GW3048-EM inverter, Inverter Capacity (Var) : 3000, Useable capacity (kWh) : 7, BESS manufacturer : NULL, BESS Model # : NULL, Battery System (BS) Manufacturer : BYD, Battery System (BS) Model # : B-Box L 7(Au), Number of BESS/BS in system : 1, Inverter manufacturer : GoodWe, Inverter model # : GW3048-EM, Smart controller/meter manufacturer : NULL, Smart controller/meter model # : NULL, Current sensor manufacturer : NULL, Current sensor model # : NULL, Other major component manufacturer : NULL, Other major component model # : NULL, Other major component manufacturer : NULL, Other major component model # : NULL, Battery Brand : BYD, SystemId : 251
10-Jul-19 | HBS1349 | BYD B-Box L 7(Au) w/ GoodWe GW3648-EM inverter | 3680 | 7 | NULL | NULL | BYD | B-Box L 7(Au) | 1 | GoodWe | GW3648-EM | NULL | NULL | NULL | NULL | NULL | NULL | NULL | NULL | BYD | 252 | Date Added : 10-Jul-19, Reference # : HBS1349, HBS designation : BYD B-Box L 7(Au) w/ GoodWe GW3648-EM inverter, Inverter Capacity (Var) : 3680, Useable capacity (kWh) : 7, BESS manufacturer : NULL, BESS Model # : NULL, Battery System (BS) Manufacturer : BYD, Battery System (BS) Model # : B-Box L 7(Au), Number of BESS/BS in system : 1, Inverter manufacturer : GoodWe, Inverter model # : GW3648-EM, Smart controller/meter manufacturer : NULL, Smart controller/meter model # : NULL, Current sensor manufacturer : NULL, Current sensor model # : NULL, Other major component manufacturer : NULL, Other major component model # : NULL, Other major component manufacturer : NULL, Other major component model # : NULL, Battery Brand : BYD, SystemId : 252
10-Jul-19 | HBS1350 | BYD B-Box L 7(Au) w/ GoodWe GW5048-EM inverter | 5000 | 7 | NULL | NULL | BYD | B-Box L 7(Au) | 1 | GoodWe | GW5048-EM | NULL | NULL | NULL | NULL | NULL | NULL | NULL | NULL | BYD | 253 | Date Added : 10-Jul-19, Reference # : HBS1350, HBS designation : BYD B-Box L 7(Au) w/ GoodWe GW5048-EM inverter, Inverter Capacity (Var) : 5000, Useable capacity (kWh) : 7, BESS manufacturer : NULL, BESS Model # : NULL, Battery System (BS) Manufacturer : BYD, Battery System (BS) Model # : B-Box L 7(Au), Number of BESS/BS in system : 1, Inverter manufacturer : GoodWe, Inverter model # : GW5048-EM, Smart controller/meter manufacturer : NULL, Smart controller/meter model # : NULL, Current sensor manufacturer : NULL, Current sensor model # : NULL, Other major component manufacturer : NULL, Other major component model # : NULL, Other major component manufacturer : NULL, Other major component model # : NULL, Battery Brand : BYD, SystemId : 253
10-Jul-19 | HBS1351 | BYD B-Box L 7(Au) w/ GoodWe GW5000S-BP inverter | 5000 | 7 | NULL | NULL | BYD | B-Box L 7(Au) | 1 | GoodWe | GW5000S-BP | NULL | NULL | NULL | NULL | NULL | NULL | NULL | NULL | BYD | 254 | Date Added : 10-Jul-19, Reference # : HBS1351, HBS designation : BYD B-Box L 7(Au) w/ GoodWe GW5000S-BP inverter, Inverter Capacity (Var) : 5000, Useable capacity (kWh) : 7, BESS manufacturer : NULL, BESS Model # : NULL, Battery System (BS) Manufacturer : BYD, Battery System (BS) Model # : B-Box L 7(Au), Number of BESS/BS in system : 1, Inverter manufacturer : GoodWe, Inverter model # : GW5000S-BP, Smart controller/meter manufacturer : NULL, Smart controller/meter model # : NULL, Current sensor manufacturer : NULL, Current sensor model # : NULL, Other major component manufacturer : NULL, Other major component model # : NULL, Other major component manufacturer : NULL, Other major component model # : NULL, Battery Brand : BYD, SystemId : 254
10-Jul-19 | HBS1352 | BYD B-Box L 10.5(Au) w/ GoodWe GW5048D-ES inverter | 4950 | 10.5 | NULL | NULL | BYD | B-Box L 10.5(Au) | 1 | GoodWe | GW5048D-ES | NULL | NULL | NULL | NULL | NULL | NULL | NULL | NULL | BYD | 255 | Date Added : 10-Jul-19, Reference # : HBS1352, HBS designation : BYD B-Box L 10.5(Au) w/ GoodWe GW5048D-ES inverter, Inverter Capacity (Var) : 4950, Useable capacity (kWh) : 10.5, BESS manufacturer : NULL, BESS Model # : NULL, Battery System (BS) Manufacturer : BYD, Battery System (BS) Model # : B-Box L 10.5(Au), Number of BESS/BS in system : 1, Inverter manufacturer : GoodWe, Inverter model # : GW5048D-ES, Smart controller/meter manufacturer : NULL, Smart controller/meter model # : NULL, Current sensor manufacturer : NULL, Current sensor model # : NULL, Other major component manufacturer : NULL, Other major component model # : NULL, Other major component manufacturer : NULL, Other major component model # : NULL, Battery Brand : BYD, SystemId : 255
10-Jul-19 | HBS1353 | BYD B-Box L 10.5(Au) w/ GoodWe GW3048-EM inverter | 3000 | 10.5 | NULL | NULL | BYD | B-Box L 10.5(Au) | 1 | GoodWe | GW3048-EM | NULL | NULL | NULL | NULL | NULL | NULL | NULL | NULL | BYD | 256 | Date Added : 10-Jul-19, Reference # : HBS1353, HBS designation : BYD B-Box L 10.5(Au) w/ GoodWe GW3048-EM inverter, Inverter Capacity (Var) : 3000, Useable capacity (kWh) : 10.5, BESS manufacturer : NULL, BESS Model # : NULL, Battery System (BS) Manufacturer : BYD, Battery System (BS) Model # : B-Box L 10.5(Au), Number of BESS/BS in system : 1, Inverter manufacturer : GoodWe, Inverter model # : GW3048-EM, Smart controller/meter manufacturer : NULL, Smart controller/meter model # : NULL, Current sensor manufacturer : NULL, Current sensor model # : NULL, Other major component manufacturer : NULL, Other major component model # : NULL, Other major component manufacturer : NULL, Other major component model # : NULL, Battery Brand : BYD, SystemId : 256
10-Jul-19 | HBS1354 | BYD B-Box L 10.5(Au) w/ GoodWe GW3648-EM inverter | 3680 | 10.5 | NULL | NULL | BYD | B-Box L 10.5(Au) | 1 | GoodWe | GW3648-EM | NULL | NULL | NULL | NULL | NULL | NULL | NULL | NULL | BYD | 257 | Date Added : 10-Jul-19, Reference # : HBS1354, HBS designation : BYD B-Box L 10.5(Au) w/ GoodWe GW3648-EM inverter, Inverter Capacity (Var) : 3680, Useable capacity (kWh) : 10.5, BESS manufacturer : NULL, BESS Model # : NULL, Battery System (BS) Manufacturer : BYD, Battery System (BS) Model # : B-Box L 10.5(Au), Number of BESS/BS in system : 1, Inverter manufacturer : GoodWe, Inverter model # : GW3648-EM, Smart controller/meter manufacturer : NULL, Smart controller/meter model # : NULL, Current sensor manufacturer : NULL, Current sensor model # : NULL, Other major component manufacturer : NULL, Other major component model # : NULL, Other major component manufacturer : NULL, Other major component model # : NULL, Battery Brand : BYD, SystemId : 257
10-Jul-19 | HBS1355 | BYD B-Box L 10.5(Au) w/ GoodWe GW5048-EM inverter | 5000 | 10.5 | NULL | NULL | BYD | B-Box L 10.5(Au) | 1 | GoodWe | GW5048-EM | NULL | NULL | NULL | NULL | NULL | NULL | NULL | NULL | BYD | 258 | Date Added : 10-Jul-19, Reference # : HBS1355, HBS designation : BYD B-Box L 10.5(Au) w/ GoodWe GW5048-EM inverter, Inverter Capacity (Var) : 5000, Useable capacity (kWh) : 10.5, BESS manufacturer : NULL, BESS Model # : NULL, Battery System (BS) Manufacturer : BYD, Battery System (BS) Model # : B-Box L 10.5(Au), Number of BESS/BS in system : 1, Inverter manufacturer : GoodWe, Inverter model # : GW5048-EM, Smart controller/meter manufacturer : NULL, Smart controller/meter model # : NULL, Current sensor manufacturer : NULL, Current sensor model # : NULL, Other major component manufacturer : NULL, Other major component model # : NULL, Other major component manufacturer : NULL, Other major component model # : NULL, Battery Brand : BYD, SystemId : 258
10-Jul-19 | HBS1356 | BYD B-Box L 10.5(Au) w/ GoodWe GW5000S-BP inverter | 5000 | 10.5 | NULL | NULL | BYD | B-Box L 10.5(Au) | 1 | GoodWe | GW5000S-BP | NULL | NULL | NULL | NULL | NULL | NULL | NULL | NULL | BYD | 259 | Date Added : 10-Jul-19, Reference # : HBS1356, HBS designation : BYD B-Box L 10.5(Au) w/ GoodWe GW5000S-BP inverter, Inverter Capacity (Var) : 5000, Useable capacity (kWh) : 10.5, BESS manufacturer : NULL, BESS Model # : NULL, Battery System (BS) Manufacturer : BYD, Battery System (BS) Model # : B-Box L 10.5(Au), Number of BESS/BS in system : 1, Inverter manufacturer : GoodWe, Inverter model # : GW5000S-BP, Smart controller/meter manufacturer : NULL, Smart controller/meter model # : NULL, Current sensor manufacturer : NULL, Current sensor model # : NULL, Other major component manufacturer : NULL, Other major component model # : NULL, Other major component manufacturer : NULL, Other major component model # : NULL, Battery Brand : BYD, SystemId : 259
10-Jul-19 | HBS1357 | BYD B-Box L 14(Au) w/ GoodWe GW5048D-ES inverter | 4950 | 14 | NULL | NULL | BYD | B-Box L 14(Au) | 1 | GoodWe | GW5048D-ES | NULL | NULL | NULL | NULL | NULL | NULL | NULL | NULL | BYD | 260 | Date Added : 10-Jul-19, Reference # : HBS1357, HBS designation : BYD B-Box L 14(Au) w/ GoodWe GW5048D-ES inverter, Inverter Capacity (Var) : 4950, Useable capacity (kWh) : 14, BESS manufacturer : NULL, BESS Model # : NULL, Battery System (BS) Manufacturer : BYD, Battery System (BS) Model # : B-Box L 14(Au), Number of BESS/BS in system : 1, Inverter manufacturer : GoodWe, Inverter model # : GW5048D-ES, Smart controller/meter manufacturer : NULL, Smart controller/meter model # : NULL, Current sensor manufacturer : NULL, Current sensor model # : NULL, Other major component manufacturer : NULL, Other major component model # : NULL, Other major component manufacturer : NULL, Other major component model # : NULL, Battery Brand : BYD, SystemId : 260
10-Jul-19 | HBS1358 | BYD B-Box L 14(Au) w/ GoodWe GW3048-EM inverter | 3000 | 14 | NULL | NULL | BYD | B-Box L 14(Au) | 1 | GoodWe | GW3048-EM | NULL | NULL | NULL | NULL | NULL | NULL | NULL | NULL | BYD | 261 | Date Added : 10-Jul-19, Reference # : HBS1358, HBS designation : BYD B-Box L 14(Au) w/ GoodWe GW3048-EM inverter, Inverter Capacity (Var) : 3000, Useable capacity (kWh) : 14, BESS manufacturer : NULL, BESS Model # : NULL, Battery System (BS) Manufacturer : BYD, Battery System (BS) Model # : B-Box L 14(Au), Number of BESS/BS in system : 1, Inverter manufacturer : GoodWe, Inverter model # : GW3048-EM, Smart controller/meter manufacturer : NULL, Smart controller/meter model # : NULL, Current sensor manufacturer : NULL, Current sensor model # : NULL, Other major component manufacturer : NULL, Other major component model # : NULL, Other major component manufacturer : NULL, Other major component model # : NULL, Battery Brand : BYD, SystemId : 261
10-Jul-19 | HBS1359 | BYD B-Box L 14(Au) w/ GoodWe GW3648-EM inverter | 3680 | 14 | NULL | NULL | BYD | B-Box L 14(Au) | 1 | GoodWe | GW3648-EM | NULL | NULL | NULL | NULL | NULL | NULL | NULL | NULL | BYD | 262 | Date Added : 10-Jul-19, Reference # : HBS1359, HBS designation : BYD B-Box L 14(Au) w/ GoodWe GW3648-EM inverter, Inverter Capacity (Var) : 3680, Useable capacity (kWh) : 14, BESS manufacturer : NULL, BESS Model # : NULL, Battery System (BS) Manufacturer : BYD, Battery System (BS) Model # : B-Box L 14(Au), Number of BESS/BS in system : 1, Inverter manufacturer : GoodWe, Inverter model # : GW3648-EM, Smart controller/meter manufacturer : NULL, Smart controller/meter model # : NULL, Current sensor manufacturer : NULL, Current sensor model # : NULL, Other major component manufacturer : NULL, Other major component model # : NULL, Other major component manufacturer : NULL, Other major component model # : NULL, Battery Brand : BYD, SystemId : 262
10-Jul-19 | HBS1360 | BYD B-Box L 14(Au) w/ GoodWe GW5048-EM inverter | 5000 | 14 | NULL | NULL | BYD | B-Box L 14(Au) | 1 | GoodWe | GW5048-EM | NULL | NULL | NULL | NULL | NULL | NULL | NULL | NULL | BYD | 263 | Date Added : 10-Jul-19, Reference # : HBS1360, HBS designation : BYD B-Box L 14(Au) w/ GoodWe GW5048-EM inverter, Inverter Capacity (Var) : 5000, Useable capacity (kWh) : 14, BESS manufacturer : NULL, BESS Model # : NULL, Battery System (BS) Manufacturer : BYD, Battery System (BS) Model # : B-Box L 14(Au), Number of BESS/BS in system : 1, Inverter manufacturer : GoodWe, Inverter model # : GW5048-EM, Smart controller/meter manufacturer : NULL, Smart controller/meter model # : NULL, Current sensor manufacturer : NULL, Current sensor model # : NULL, Other major component manufacturer : NULL, Other major component model # : NULL, Other major component manufacturer : NULL, Other major component model # : NULL, Battery Brand : BYD, SystemId : 263
10-Jul-19 | HBS1361 | BYD B-Box L 14(Au) w/ GoodWe GW5000S-BP inverter | 5000 | 14 | NULL | NULL | BYD | B-Box L 14(Au) | 1 | GoodWe | GW5000S-BP | NULL | NULL | NULL | NULL | NULL | NULL | NULL | NULL | BYD | 264 | Date Added : 10-Jul-19, Reference # : HBS1361, HBS designation : BYD B-Box L 14(Au) w/ GoodWe GW5000S-BP inverter, Inverter Capacity (Var) : 5000, Useable capacity (kWh) : 14, BESS manufacturer : NULL, BESS Model # : NULL, Battery System (BS) Manufacturer : BYD, Battery System (BS) Model # : B-Box L 14(Au), Number of BESS/BS in system : 1, Inverter manufacturer : GoodWe, Inverter model # : GW5000S-BP, Smart controller/meter manufacturer : NULL, Smart controller/meter model # : NULL, Current sensor manufacturer : NULL, Current sensor model # : NULL, Other major component manufacturer : NULL, Other major component model # : NULL, Other major component manufacturer : NULL, Other major component model # : NULL, Battery Brand : BYD, SystemId : 264
10-Jul-19 | HBS1362 | BYD B-Box L 3.5(Au) w/ Selectronic SPMC481-AU inverter charger, Select.live | 5000 | 3.5 | NULL | NULL | BYD | B-Box L 3.5(Au) | 1 | Selectronic Australia Pty Ltd | SPMC481-AU | Selectronic Australia Pty Ltd | Select.live | NULL | NULL | NULL | NULL | NULL | NULL | BYD | 265 | Date Added : 10-Jul-19, Reference # : HBS1362, HBS designation : BYD B-Box L 3.5(Au) w/ Selectronic SPMC481-AU inverter charger, Select.live, Inverter Capacity (Var) : 5000, Useable capacity (kWh) : 3.5, BESS manufacturer : NULL, BESS Model # : NULL, Battery System (BS) Manufacturer : BYD, Battery System (BS) Model # : B-Box L 3.5(Au), Number of BESS/BS in system : 1, Inverter manufacturer : Selectronic Australia Pty Ltd, Inverter model # : SPMC481-AU, Smart controller/meter manufacturer : Selectronic Australia Pty Ltd, Smart controller/meter model # : Select.live, Current sensor manufacturer : NULL, Current sensor model # : NULL, Other major component manufacturer : NULL, Other major component model # : NULL, Other major component manufacturer : NULL, Other major component model # : NULL, Battery Brand : BYD, SystemId : 265
10-Jul-19 | HBS1363 | BYD B-Box L 3.5(Au) w/ Selectronic SPMC482-AU inverter charger, Select.live | 7500 | 3.5 | NULL | NULL | BYD | B-Box L 3.5(Au) | 1 | Selectronic Australia Pty Ltd | SPMC482-AU | Selectronic Australia Pty Ltd | Select.live | NULL | NULL | NULL | NULL | NULL | NULL | BYD | 266 | Date Added : 10-Jul-19, Reference # : HBS1363, HBS designation : BYD B-Box L 3.5(Au) w/ Selectronic SPMC482-AU inverter charger, Select.live, Inverter Capacity (Var) : 7500, Useable capacity (kWh) : 3.5, BESS manufacturer : NULL, BESS Model # : NULL, Battery System (BS) Manufacturer : BYD, Battery System (BS) Model # : B-Box L 3.5(Au), Number of BESS/BS in system : 1, Inverter manufacturer : Selectronic Australia Pty Ltd, Inverter model # : SPMC482-AU, Smart controller/meter manufacturer : Selectronic Australia Pty Ltd, Smart controller/meter model # : Select.live, Current sensor manufacturer : NULL, Current sensor model # : NULL, Other major component manufacturer : NULL, Other major component model # : NULL, Other major component manufacturer : NULL, Other major component model # : NULL, Battery Brand : BYD, SystemId : 266
10-Jul-19 | HBS1364 | BYD B-Box L 7(Au) w/ Selectronic SPMC481-AU inverter charger, Select.live | 5000 | 7 | NULL | NULL | BYD | B-Box L 7(Au) | 1 | Selectronic Australia Pty Ltd | SPMC481-AU | Selectronic Australia Pty Ltd | Select.live | NULL | NULL | NULL | NULL | NULL | NULL | BYD | 267 | Date Added : 10-Jul-19, Reference # : HBS1364, HBS designation : BYD B-Box L 7(Au) w/ Selectronic SPMC481-AU inverter charger, Select.live, Inverter Capacity (Var) : 5000, Useable capacity (kWh) : 7, BESS manufacturer : NULL, BESS Model # : NULL, Battery System (BS) Manufacturer : BYD, Battery System (BS) Model # : B-Box L 7(Au), Number of BESS/BS in system : 1, Inverter manufacturer : Selectronic Australia Pty Ltd, Inverter model # : SPMC481-AU, Smart controller/meter manufacturer : Selectronic Australia Pty Ltd, Smart controller/meter model # : Select.live, Current sensor manufacturer : NULL, Current sensor model # : NULL, Other major component manufacturer : NULL, Other major component model # : NULL, Other major component manufacturer : NULL, Other major component model # : NULL, Battery Brand : BYD, SystemId : 267
10-Jul-19 | HBS1365 | BYD B-Box L 7(Au) w/ Selectronic SPMC482-AU inverter charger, Select.live | 7500 | 7 | NULL | NULL | BYD | B-Box L 7(Au) | 1 | Selectronic Australia Pty Ltd | SPMC482-AU | Selectronic Australia Pty Ltd | Select.live | NULL | NULL | NULL | NULL | NULL | NULL | BYD | 268 | Date Added : 10-Jul-19, Reference # : HBS1365, HBS designation : BYD B-Box L 7(Au) w/ Selectronic SPMC482-AU inverter charger, Select.live, Inverter Capacity (Var) : 7500, Useable capacity (kWh) : 7, BESS manufacturer : NULL, BESS Model # : NULL, Battery System (BS) Manufacturer : BYD, Battery System (BS) Model # : B-Box L 7(Au), Number of BESS/BS in system : 1, Inverter manufacturer : Selectronic Australia Pty Ltd, Inverter model # : SPMC482-AU, Smart controller/meter manufacturer : Selectronic Australia Pty Ltd, Smart controller/meter model # : Select.live, Current sensor manufacturer : NULL, Current sensor model # : NULL, Other major component manufacturer : NULL, Other major component model # : NULL, Other major component manufacturer : NULL, Other major component model # : NULL, Battery Brand : BYD, SystemId : 268
10-Jul-19 | HBS1366 | BYD B-Box L 10.5(Au) w/ Selectronic SPMC481-AU inverter charger, Select.live | 5000 | 10.5 | NULL | NULL | BYD | B-Box L 10.5(Au) | 1 | Selectronic Australia Pty Ltd | SPMC481-AU | Selectronic Australia Pty Ltd | Select.live | NULL | NULL | NULL | NULL | NULL | NULL | BYD | 269 | Date Added : 10-Jul-19, Reference # : HBS1366, HBS designation : BYD B-Box L 10.5(Au) w/ Selectronic SPMC481-AU inverter charger, Select.live, Inverter Capacity (Var) : 5000, Useable capacity (kWh) : 10.5, BESS manufacturer : NULL, BESS Model # : NULL, Battery System (BS) Manufacturer : BYD, Battery System (BS) Model # : B-Box L 10.5(Au), Number of BESS/BS in system : 1, Inverter manufacturer : Selectronic Australia Pty Ltd, Inverter model # : SPMC481-AU, Smart controller/meter manufacturer : Selectronic Australia Pty Ltd, Smart controller/meter model # : Select.live, Current sensor manufacturer : NULL, Current sensor model # : NULL, Other major component manufacturer : NULL, Other major component model # : NULL, Other major component manufacturer : NULL, Other major component model # : NULL, Battery Brand : BYD, SystemId : 269
10-Jul-19 | HBS1367 | BYD B-Box L 10.5(Au) w/ Selectronic SPMC482-AU inverter charger, Select.live | 7500 | 10.5 | NULL | NULL | BYD | B-Box L 10.5(Au) | 1 | Selectronic Australia Pty Ltd | SPMC482-AU | Selectronic Australia Pty Ltd | Select.live | NULL | NULL | NULL | NULL | NULL | NULL | BYD | 270 | Date Added : 10-Jul-19, Reference # : HBS1367, HBS designation : BYD B-Box L 10.5(Au) w/ Selectronic SPMC482-AU inverter charger, Select.live, Inverter Capacity (Var) : 7500, Useable capacity (kWh) : 10.5, BESS manufacturer : NULL, BESS Model # : NULL, Battery System (BS) Manufacturer : BYD, Battery System (BS) Model # : B-Box L 10.5(Au), Number of BESS/BS in system : 1, Inverter manufacturer : Selectronic Australia Pty Ltd, Inverter model # : SPMC482-AU, Smart controller/meter manufacturer : Selectronic Australia Pty Ltd, Smart controller/meter model # : Select.live, Current sensor manufacturer : NULL, Current sensor model # : NULL, Other major component manufacturer : NULL, Other major component model # : NULL, Other major component manufacturer : NULL, Other major component model # : NULL, Battery Brand : BYD, SystemId : 270
10-Jul-19 | HBS1368 | BYD B-Box L 14(Au) w/ Selectronic SPMC481-AU inverter charger, Select.live | 5000 | 14 | NULL | NULL | BYD | B-Box L 14(Au) | 1 | Selectronic Australia Pty Ltd | SPMC481-AU | Selectronic Australia Pty Ltd | Select.live | NULL | NULL | NULL | NULL | NULL | NULL | BYD | 271 | Date Added : 10-Jul-19, Reference # : HBS1368, HBS designation : BYD B-Box L 14(Au) w/ Selectronic SPMC481-AU inverter charger, Select.live, Inverter Capacity (Var) : 5000, Useable capacity (kWh) : 14, BESS manufacturer : NULL, BESS Model # : NULL, Battery System (BS) Manufacturer : BYD, Battery System (BS) Model # : B-Box L 14(Au), Number of BESS/BS in system : 1, Inverter manufacturer : Selectronic Australia Pty Ltd, Inverter model # : SPMC481-AU, Smart controller/meter manufacturer : Selectronic Australia Pty Ltd, Smart controller/meter model # : Select.live, Current sensor manufacturer : NULL, Current sensor model # : NULL, Other major component manufacturer : NULL, Other major component model # : NULL, Other major component manufacturer : NULL, Other major component model # : NULL, Battery Brand : BYD, SystemId : 271
10-Jul-19 | HBS1369 | BYD B-Box L 14(Au) w/ Selectronic SPMC482-AU inverter charger, Select.live | 7500 | 14 | NULL | NULL | BYD | B-Box L 14(Au) | 1 | Selectronic Australia Pty Ltd | SPMC482-AU | Selectronic Australia Pty Ltd | Select.live | NULL | NULL | NULL | NULL | NULL | NULL | BYD | 272 | Date Added : 10-Jul-19, Reference # : HBS1369, HBS designation : BYD B-Box L 14(Au) w/ Selectronic SPMC482-AU inverter charger, Select.live, Inverter Capacity (Var) : 7500, Useable capacity (kWh) : 14, BESS manufacturer : NULL, BESS Model # : NULL, Battery System (BS) Manufacturer : BYD, Battery System (BS) Model # : B-Box L 14(Au), Number of BESS/BS in system : 1, Inverter manufacturer : Selectronic Australia Pty Ltd, Inverter model # : SPMC482-AU, Smart controller/meter manufacturer : Selectronic Australia Pty Ltd, Smart controller/meter model # : Select.live, Current sensor manufacturer : NULL, Current sensor model # : NULL, Other major component manufacturer : NULL, Other major component model # : NULL, Other major component manufacturer : NULL, Other major component model # : NULL, Battery Brand : BYD, SystemId : 272
19-Jul-19 | HBS1382 | Alpha-ESS Storion-SMILE-B3 (HIVE) | 3000 | 2.8 | Alpha-ESS | Storion-SMILE-B3 | NULL | NULL | 1 | NULL | NULL | NULL | NULL | NULL | NULL | NULL | NULL | NULL | NULL | Alpha-ESS | 273 | Date Added : 19-Jul-19, Reference # : HBS1382, HBS designation : Alpha-ESS Storion-SMILE-B3 (HIVE), Inverter Capacity (Var) : 3000, Useable capacity (kWh) : 2.8, BESS manufacturer : Alpha-ESS, BESS Model # : Storion-SMILE-B3, Battery System (BS) Manufacturer : NULL, Battery System (BS) Model # : NULL, Number of BESS/BS in system : 1, Inverter manufacturer : NULL, Inverter model # : NULL, Smart controller/meter manufacturer : NULL, Smart controller/meter model # : NULL, Current sensor manufacturer : NULL, Current sensor model # : NULL, Other major component manufacturer : NULL, Other major component model # : NULL, Other major component manufacturer : NULL, Other major component model # : NULL, Battery Brand : Alpha-ESS, SystemId : 273
19-Jul-19 | HBS1383 | Alpha-ESS Storion-SMILE-B3 (HIVE) (1xM4856-P battery expansion) | 3000 | 5.6 | Alpha-ESS | Storion-SMILE-B3 | NULL | NULL | 1 | NULL | NULL | NULL | NULL | NULL | NULL | Alpha-ESS | Storion B3 Expansion Kit | NULL | M4856-P (1 off) | Alpha-ESS | 274 | Date Added : 19-Jul-19, Reference # : HBS1383, HBS designation : Alpha-ESS Storion-SMILE-B3 (HIVE) (1xM4856-P battery expansion), Inverter Capacity (Var) : 3000, Useable capacity (kWh) : 5.6, BESS manufacturer : Alpha-ESS, BESS Model # : Storion-SMILE-B3, Battery System (BS) Manufacturer : NULL, Battery System (BS) Model # : NULL, Number of BESS/BS in system : 1, Inverter manufacturer : NULL, Inverter model # : NULL, Smart controller/meter manufacturer : NULL, Smart controller/meter model # : NULL, Current sensor manufacturer : NULL, Current sensor model # : NULL, Other major component manufacturer : Alpha-ESS, Other major component model # : Storion B3 Expansion Kit, Other major component manufacturer : NULL, Other major component model # : M4856-P (1 off), Battery Brand : Alpha-ESS, SystemId : 274
19-Jul-19 | HBS1384 | Alpha-ESS Storion-SMILE-B3 (HIVE) (2xM4856-P battery expansion) | 3000 | 8.4 | Alpha-ESS | Storion-SMILE-B3 | NULL | NULL | 1 | NULL | NULL | NULL | NULL | NULL | NULL | Alpha-ESS | Storion B3 Expansion Kit | NULL | M4856-P (2 off) | Alpha-ESS | 275 | Date Added : 19-Jul-19, Reference # : HBS1384, HBS designation : Alpha-ESS Storion-SMILE-B3 (HIVE) (2xM4856-P battery expansion), Inverter Capacity (Var) : 3000, Useable capacity (kWh) : 8.4, BESS manufacturer : Alpha-ESS, BESS Model # : Storion-SMILE-B3, Battery System (BS) Manufacturer : NULL, Battery System (BS) Model # : NULL, Number of BESS/BS in system : 1, Inverter manufacturer : NULL, Inverter model # : NULL, Smart controller/meter manufacturer : NULL, Smart controller/meter model # : NULL, Current sensor manufacturer : NULL, Current sensor model # : NULL, Other major component manufacturer : Alpha-ESS, Other major component model # : Storion B3 Expansion Kit, Other major component manufacturer : NULL, Other major component model # : M4856-P (2 off), Battery Brand : Alpha-ESS, SystemId : 275
19-Jul-19 | HBS1385 | Alpha-ESS Storion-SMILE-B3 (HIVE) (3xM4856-P battery expansion) | 3000 | 11.2 | Alpha-ESS | Storion-SMILE-B3 | NULL | NULL | 1 | NULL | NULL | NULL | NULL | NULL | NULL | Alpha-ESS | Storion B3 Expansion Kit | NULL | M4856-P (3 off) | Alpha-ESS | 276 | Date Added : 19-Jul-19, Reference # : HBS1385, HBS designation : Alpha-ESS Storion-SMILE-B3 (HIVE) (3xM4856-P battery expansion), Inverter Capacity (Var) : 3000, Useable capacity (kWh) : 11.2, BESS manufacturer : Alpha-ESS, BESS Model # : Storion-SMILE-B3, Battery System (BS) Manufacturer : NULL, Battery System (BS) Model # : NULL, Number of BESS/BS in system : 1, Inverter manufacturer : NULL, Inverter model # : NULL, Smart controller/meter manufacturer : NULL, Smart controller/meter model # : NULL, Current sensor manufacturer : NULL, Current sensor model # : NULL, Other major component manufacturer : Alpha-ESS, Other major component model # : Storion B3 Expansion Kit, Other major component manufacturer : NULL, Other major component model # : M4856-P (3 off), Battery Brand : Alpha-ESS, SystemId : 276
19-Jul-19 | HBS1386 | Alpha-ESS Storion-SMILE-B3 (HIVE) (4xM4856-P battery expansion) | 3000 | 14 | Alpha-ESS | Storion-SMILE-B3 | NULL | NULL | 1 | NULL | NULL | NULL | NULL | NULL | NULL | Alpha-ESS | Storion B3 Expansion Kit | NULL | M4856-P (4 off) | Alpha-ESS | 277 | Date Added : 19-Jul-19, Reference # : HBS1386, HBS designation : Alpha-ESS Storion-SMILE-B3 (HIVE) (4xM4856-P battery expansion), Inverter Capacity (Var) : 3000, Useable capacity (kWh) : 14, BESS manufacturer : Alpha-ESS, BESS Model # : Storion-SMILE-B3, Battery System (BS) Manufacturer : NULL, Battery System (BS) Model # : NULL, Number of BESS/BS in system : 1, Inverter manufacturer : NULL, Inverter model # : NULL, Smart controller/meter manufacturer : NULL, Smart controller/meter model # : NULL, Current sensor manufacturer : NULL, Current sensor model # : NULL, Other major component manufacturer : Alpha-ESS, Other major component model # : Storion B3 Expansion Kit, Other major component manufacturer : NULL, Other major component model # : M4856-P (4 off), Battery Brand : Alpha-ESS, SystemId : 277
19-Jul-19 | HBS1387 | Alpha-ESS Storion-SMILE-B3 (HIVE) (5xM4856-P battery expansion) | 3000 | 16.8 | Alpha-ESS | Storion-SMILE-B3 | NULL | NULL | 1 | NULL | NULL | NULL | NULL | NULL | NULL | Alpha-ESS | Storion B3 Expansion Kit | NULL | M4856-P (5 off) | Alpha-ESS | 278 | Date Added : 19-Jul-19, Reference # : HBS1387, HBS designation : Alpha-ESS Storion-SMILE-B3 (HIVE) (5xM4856-P battery expansion), Inverter Capacity (Var) : 3000, Useable capacity (kWh) : 16.8, BESS manufacturer : Alpha-ESS, BESS Model # : Storion-SMILE-B3, Battery System (BS) Manufacturer : NULL, Battery System (BS) Model # : NULL, Number of BESS/BS in system : 1, Inverter manufacturer : NULL, Inverter model # : NULL, Smart controller/meter manufacturer : NULL, Smart controller/meter model # : NULL, Current sensor manufacturer : NULL, Current sensor model # : NULL, Other major component manufacturer : Alpha-ESS, Other major component model # : Storion B3 Expansion Kit, Other major component manufacturer : NULL, Other major component model # : M4856-P (5 off), Battery Brand : Alpha-ESS, SystemId : 278
19-Jul-19 | HBS1388 | Alpha-ESS Storion-SMILE-B3 (Goanna) | 3000 | 2.8 | Alpha-ESS | Storion-SMILE-B3 | NULL | NULL | 1 | NULL | NULL | NULL | NULL | NULL | NULL | NULL | NULL | NULL | NULL | Alpha-ESS | 279 | Date Added : 19-Jul-19, Reference # : HBS1388, HBS designation : Alpha-ESS Storion-SMILE-B3 (Goanna), Inverter Capacity (Var) : 3000, Useable capacity (kWh) : 2.8, BESS manufacturer : Alpha-ESS, BESS Model # : Storion-SMILE-B3, Battery System (BS) Manufacturer : NULL, Battery System (BS) Model # : NULL, Number of BESS/BS in system : 1, Inverter manufacturer : NULL, Inverter model # : NULL, Smart controller/meter manufacturer : NULL, Smart controller/meter model # : NULL, Current sensor manufacturer : NULL, Current sensor model # : NULL, Other major component manufacturer : NULL, Other major component model # : NULL, Other major component manufacturer : NULL, Other major component model # : NULL, Battery Brand : Alpha-ESS, SystemId : 279
19-Jul-19 | HBS1389 | Alpha-ESS Storion-SMILE-B3 (Goanna) (1xM4856-P battery expansion) | 3000 | 5.6 | Alpha-ESS | Storion-SMILE-B3 | NULL | NULL | 1 | NULL | NULL | NULL | NULL | NULL | NULL | Alpha-ESS | Storion B3 Expansion Kit | NULL | M4856-P (1 off) | Alpha-ESS | 280 | Date Added : 19-Jul-19, Reference # : HBS1389, HBS designation : Alpha-ESS Storion-SMILE-B3 (Goanna) (1xM4856-P battery expansion), Inverter Capacity (Var) : 3000, Useable capacity (kWh) : 5.6, BESS manufacturer : Alpha-ESS, BESS Model # : Storion-SMILE-B3, Battery System (BS) Manufacturer : NULL, Battery System (BS) Model # : NULL, Number of BESS/BS in system : 1, Inverter manufacturer : NULL, Inverter model # : NULL, Smart controller/meter manufacturer : NULL, Smart controller/meter model # : NULL, Current sensor manufacturer : NULL, Current sensor model # : NULL, Other major component manufacturer : Alpha-ESS, Other major component model # : Storion B3 Expansion Kit, Other major component manufacturer : NULL, Other major component model # : M4856-P (1 off), Battery Brand : Alpha-ESS, SystemId : 280
19-Jul-19 | HBS1390 | Alpha-ESS Storion-SMILE-B3 (Goanna) (2xM4856-P battery expansion) | 3000 | 8.4 | Alpha-ESS | Storion-SMILE-B3 | NULL | NULL | 1 | NULL | NULL | NULL | NULL | NULL | NULL | Alpha-ESS | Storion B3 Expansion Kit | NULL | M4856-P (2 off) | Alpha-ESS | 281 | Date Added : 19-Jul-19, Reference # : HBS1390, HBS designation : Alpha-ESS Storion-SMILE-B3 (Goanna) (2xM4856-P battery expansion), Inverter Capacity (Var) : 3000, Useable capacity (kWh) : 8.4, BESS manufacturer : Alpha-ESS, BESS Model # : Storion-SMILE-B3, Battery System (BS) Manufacturer : NULL, Battery System (BS) Model # : NULL, Number of BESS/BS in system : 1, Inverter manufacturer : NULL, Inverter model # : NULL, Smart controller/meter manufacturer : NULL, Smart controller/meter model # : NULL, Current sensor manufacturer : NULL, Current sensor model # : NULL, Other major component manufacturer : Alpha-ESS, Other major component model # : Storion B3 Expansion Kit, Other major component manufacturer : NULL, Other major component model # : M4856-P (2 off), Battery Brand : Alpha-ESS, SystemId : 281
19-Jul-19 | HBS1391 | Alpha-ESS Storion-SMILE-B3 (Goanna) (3xM4856-P battery expansion) | 3000 | 11.2 | Alpha-ESS | Storion-SMILE-B3 | NULL | NULL | 1 | NULL | NULL | NULL | NULL | NULL | NULL | Alpha-ESS | Storion B3 Expansion Kit | NULL | M4856-P (3 off) | Alpha-ESS | 282 | Date Added : 19-Jul-19, Reference # : HBS1391, HBS designation : Alpha-ESS Storion-SMILE-B3 (Goanna) (3xM4856-P battery expansion), Inverter Capacity (Var) : 3000, Useable capacity (kWh) : 11.2, BESS manufacturer : Alpha-ESS, BESS Model # : Storion-SMILE-B3, Battery System (BS) Manufacturer : NULL, Battery System (BS) Model # : NULL, Number of BESS/BS in system : 1, Inverter manufacturer : NULL, Inverter model # : NULL, Smart controller/meter manufacturer : NULL, Smart controller/meter model # : NULL, Current sensor manufacturer : NULL, Current sensor model # : NULL, Other major component manufacturer : Alpha-ESS, Other major component model # : Storion B3 Expansion Kit, Other major component manufacturer : NULL, Other major component model # : M4856-P (3 off), Battery Brand : Alpha-ESS, SystemId : 282
19-Jul-19 | HBS1392 | Alpha-ESS Storion-SMILE-B3 (Goanna) (4xM4856-P battery expansion) | 3000 | 14 | Alpha-ESS | Storion-SMILE-B3 | NULL | NULL | 1 | NULL | NULL | NULL | NULL | NULL | NULL | Alpha-ESS | Storion B3 Expansion Kit | NULL | M4856-P (4 off) | Alpha-ESS | 283 | Date Added : 19-Jul-19, Reference # : HBS1392, HBS designation : Alpha-ESS Storion-SMILE-B3 (Goanna) (4xM4856-P battery expansion), Inverter Capacity (Var) : 3000, Useable capacity (kWh) : 14, BESS manufacturer : Alpha-ESS, BESS Model # : Storion-SMILE-B3, Battery System (BS) Manufacturer : NULL, Battery System (BS) Model # : NULL, Number of BESS/BS in system : 1, Inverter manufacturer : NULL, Inverter model # : NULL, Smart controller/meter manufacturer : NULL, Smart controller/meter model # : NULL, Current sensor manufacturer : NULL, Current sensor model # : NULL, Other major component manufacturer : Alpha-ESS, Other major component model # : Storion B3 Expansion Kit, Other major component manufacturer : NULL, Other major component model # : M4856-P (4 off), Battery Brand : Alpha-ESS, SystemId : 283
19-Jul-19 | HBS1393 | Alpha-ESS Storion-SMILE-B3 (Goanna) (5xM4856-P battery expansion) | 3000 | 16.8 | Alpha-ESS | Storion-SMILE-B3 | NULL | NULL | 1 | NULL | NULL | NULL | NULL | NULL | NULL | Alpha-ESS | Storion B3 Expansion Kit | NULL | M4856-P (5 off) | Alpha-ESS | 284 | Date Added : 19-Jul-19, Reference # : HBS1393, HBS designation : Alpha-ESS Storion-SMILE-B3 (Goanna) (5xM4856-P battery expansion), Inverter Capacity (Var) : 3000, Useable capacity (kWh) : 16.8, BESS manufacturer : Alpha-ESS, BESS Model # : Storion-SMILE-B3, Battery System (BS) Manufacturer : NULL, Battery System (BS) Model # : NULL, Number of BESS/BS in system : 1, Inverter manufacturer : NULL, Inverter model # : NULL, Smart controller/meter manufacturer : NULL, Smart controller/meter model # : NULL, Current sensor manufacturer : NULL, Current sensor model # : NULL, Other major component manufacturer : Alpha-ESS, Other major component model # : Storion B3 Expansion Kit, Other major component manufacturer : NULL, Other major component model # : M4856-P (5 off), Battery Brand : Alpha-ESS, SystemId : 284
25-Jul-19 | HBS1394 | Redback Smart Hybrid SH4600-Pylontech 4.8 (Pylontech US2000 (2 off) w/ Redback SH4600 inverter, BE9600 enclosure, smart meter) | 4600 | 4.4 | NULL | NULL | Pylontech | US2000 | 2 | Redback | SH4600 | NULL | NULL | NULL | NULL | Redback | BE9600 | NULL | NULL | Redback | 285 | Date Added : 25-Jul-19, Reference # : HBS1394, HBS designation : Redback Smart Hybrid SH4600-Pylontech 4.8 (Pylontech US2000 (2 off) w/ Redback SH4600 inverter, BE9600 enclosure, smart meter), Inverter Capacity (Var) : 4600, Useable capacity (kWh) : 4.4, BESS manufacturer : NULL, BESS Model # : NULL, Battery System (BS) Manufacturer : Pylontech, Battery System (BS) Model # : US2000, Number of BESS/BS in system : 2, Inverter manufacturer : Redback, Inverter model # : SH4600, Smart controller/meter manufacturer : NULL, Smart controller/meter model # : NULL, Current sensor manufacturer : NULL, Current sensor model # : NULL, Other major component manufacturer : Redback, Other major component model # : BE9600, Other major component manufacturer : NULL, Other major component model # : NULL, Battery Brand : Redback, SystemId : 285
25-Jul-19 | HBS1395 | Redback Smart Hybrid SH4600-Pylontech 7.2 (Pylontech US2000 (3 off) w/ Redback SH4600 inverter, BE9600 enclosure, smart meter) | 4600 | 6.6 | NULL | NULL | Pylontech | US2000 | 3 | Redback | SH4600 | NULL | NULL | NULL | NULL | Redback | BE9600 | NULL | NULL | Redback | 286 | Date Added : 25-Jul-19, Reference # : HBS1395, HBS designation : Redback Smart Hybrid SH4600-Pylontech 7.2 (Pylontech US2000 (3 off) w/ Redback SH4600 inverter, BE9600 enclosure, smart meter), Inverter Capacity (Var) : 4600, Useable capacity (kWh) : 6.6, BESS manufacturer : NULL, BESS Model # : NULL, Battery System (BS) Manufacturer : Pylontech, Battery System (BS) Model # : US2000, Number of BESS/BS in system : 3, Inverter manufacturer : Redback, Inverter model # : SH4600, Smart controller/meter manufacturer : NULL, Smart controller/meter model # : NULL, Current sensor manufacturer : NULL, Current sensor model # : NULL, Other major component manufacturer : Redback, Other major component model # : BE9600, Other major component manufacturer : NULL, Other major component model # : NULL, Battery Brand : Redback, SystemId : 286
25-Jul-19 | HBS1396 | Redback Smart Hybrid SH4600-Pylontech 9.6 (Pylontech US2000 (4 off) w/ Redback SH4600 inverter, BE9600 enclosure, smart meter) | 4600 | 8.8 | NULL | NULL | Pylontech | US2000 | 4 | Redback | SH4600 | NULL | NULL | NULL | NULL | Redback | BE9600 | NULL | NULL | Redback | 287 | Date Added : 25-Jul-19, Reference # : HBS1396, HBS designation : Redback Smart Hybrid SH4600-Pylontech 9.6 (Pylontech US2000 (4 off) w/ Redback SH4600 inverter, BE9600 enclosure, smart meter), Inverter Capacity (Var) : 4600, Useable capacity (kWh) : 8.8, BESS manufacturer : NULL, BESS Model # : NULL, Battery System (BS) Manufacturer : Pylontech, Battery System (BS) Model # : US2000, Number of BESS/BS in system : 4, Inverter manufacturer : Redback, Inverter model # : SH4600, Smart controller/meter manufacturer : NULL, Smart controller/meter model # : NULL, Current sensor manufacturer : NULL, Current sensor model # : NULL, Other major component manufacturer : Redback, Other major component model # : BE9600, Other major component manufacturer : NULL, Other major component model # : NULL, Battery Brand : Redback, SystemId : 287
12-Aug-19 | HBS1061 | Maxienergy BG ESS (Goodwe GW5048D-ES inverter, LG Chem RESU10, BG ESS cabinet) | 4950 | 8.8 | NULL | NULL | LGChem | RESU10 | 1 | Goodwe | GW5048D-ES | NULL | NULL | NULL | NULL | Maxienergy Australia | BG ESS cabinet (w/ integrated switchgear) | NULL | NULL | LGChem | 291 | Date Added : 12-Aug-19, Reference # : HBS1061, HBS designation : Maxienergy BG ESS (Goodwe GW5048D-ES inverter, LG Chem RESU10, BG ESS cabinet), Inverter Capacity (Var) : 4950, Useable capacity (kWh) : 8.8, BESS manufacturer : NULL, BESS Model # : NULL, Battery System (BS) Manufacturer : LGChem, Battery System (BS) Model # : RESU10, Number of BESS/BS in system : 1, Inverter manufacturer : Goodwe, Inverter model # : GW5048D-ES, Smart controller/meter manufacturer : NULL, Smart controller/meter model # : NULL, Current sensor manufacturer : NULL, Current sensor model # : NULL, Other major component manufacturer : Maxienergy Australia, Other major component model # : BG ESS cabinet (w/ integrated switchgear), Other major component manufacturer : NULL, Other major component model # : NULL, Battery Brand : LGChem, SystemId : 291
20-Aug-19 | HBS1397 | LG Chem RESU13 (2 off) w/ Goodwe GW5048D-ES inverter | 4950 | 24.8 | NULL | NULL | LGChem | RESU13 | 2 | Goodwe | GW5048D-ES | NULL | NULL | NULL | NULL | LGChem | RESU Plus | NULL | NULL | LGChem | 292 | Date Added : 20-Aug-19, Reference # : HBS1397, HBS designation : LG Chem RESU13 (2 off) w/ Goodwe GW5048D-ES inverter, Inverter Capacity (Var) : 4950, Useable capacity (kWh) : 24.8, BESS manufacturer : NULL, BESS Model # : NULL, Battery System (BS) Manufacturer : LGChem, Battery System (BS) Model # : RESU13, Number of BESS/BS in system : 2, Inverter manufacturer : Goodwe, Inverter model # : GW5048D-ES, Smart controller/meter manufacturer : NULL, Smart controller/meter model # : NULL, Current sensor manufacturer : NULL, Current sensor model # : NULL, Other major component manufacturer : LGChem, Other major component model # : RESU Plus, Other major component manufacturer : NULL, Other major component model # : NULL, Battery Brand : LGChem, SystemId : 292
20-Aug-19 | HBS1398 | LG Chem RESU13 (2 off) w/ Goodwe GW5048-EM inverter | 5000 | 24.8 | NULL | NULL | LGChem | RESU13 | 2 | Goodwe | GW5048-EM | NULL | NULL | NULL | NULL | LGChem | RESU Plus | NULL | NULL | LGChem | 293 | Date Added : 20-Aug-19, Reference # : HBS1398, HBS designation : LG Chem RESU13 (2 off) w/ Goodwe GW5048-EM inverter, Inverter Capacity (Var) : 5000, Useable capacity (kWh) : 24.8, BESS manufacturer : NULL, BESS Model # : NULL, Battery System (BS) Manufacturer : LGChem, Battery System (BS) Model # : RESU13, Number of BESS/BS in system : 2, Inverter manufacturer : Goodwe, Inverter model # : GW5048-EM, Smart controller/meter manufacturer : NULL, Smart controller/meter model # : NULL, Current sensor manufacturer : NULL, Current sensor model # : NULL, Other major component manufacturer : LGChem, Other major component model # : RESU Plus, Other major component manufacturer : NULL, Other major component model # : NULL, Battery Brand : LGChem, SystemId : 293
20-Aug-19 | HBS1399 | LG Chem RESU13 (2 off) w/ Goodwe GW3648-EM inverter | 3680 | 24.8 | NULL | NULL | LGChem | RESU13 | 2 | Goodwe | GW3648-EM | NULL | NULL | NULL | NULL | LGChem | RESU Plus | NULL | NULL | LGChem | 294 | Date Added : 20-Aug-19, Reference # : HBS1399, HBS designation : LG Chem RESU13 (2 off) w/ Goodwe GW3648-EM inverter, Inverter Capacity (Var) : 3680, Useable capacity (kWh) : 24.8, BESS manufacturer : NULL, BESS Model # : NULL, Battery System (BS) Manufacturer : LGChem, Battery System (BS) Model # : RESU13, Number of BESS/BS in system : 2, Inverter manufacturer : Goodwe, Inverter model # : GW3648-EM, Smart controller/meter manufacturer : NULL, Smart controller/meter model # : NULL, Current sensor manufacturer : NULL, Current sensor model # : NULL, Other major component manufacturer : LGChem, Other major component model # : RESU Plus, Other major component manufacturer : NULL, Other major component model # : NULL, Battery Brand : LGChem, SystemId : 294
20-Aug-19 | HBS1400 | LG Chem RESU13 (2 off) w/ Goodwe GW3048-EM inverter | 3000 | 24.8 | NULL | NULL | LGChem | RESU13 | 2 | Goodwe | GW3048-EM | NULL | NULL | NULL | NULL | LGChem | RESU Plus | NULL | NULL | LGChem | 295 | Date Added : 20-Aug-19, Reference # : HBS1400, HBS designation : LG Chem RESU13 (2 off) w/ Goodwe GW3048-EM inverter, Inverter Capacity (Var) : 3000, Useable capacity (kWh) : 24.8, BESS manufacturer : NULL, BESS Model # : NULL, Battery System (BS) Manufacturer : LGChem, Battery System (BS) Model # : RESU13, Number of BESS/BS in system : 2, Inverter manufacturer : Goodwe, Inverter model # : GW3048-EM, Smart controller/meter manufacturer : NULL, Smart controller/meter model # : NULL, Current sensor manufacturer : NULL, Current sensor model # : NULL, Other major component manufacturer : LGChem, Other major component model # : RESU Plus, Other major component manufacturer : NULL, Other major component model # : NULL, Battery Brand : LGChem, SystemId : 295
20-Aug-19 | HBS1401 | LG Chem RESU13 (2 off) w/ Goodwe GW3600S-BP inverter | 3680 | 24.8 | NULL | NULL | LGChem | RESU13 | 2 | Goodwe | GW3600S-BP | NULL | NULL | NULL | NULL | LGChem | RESU Plus | NULL | NULL | LGChem | 296 | Date Added : 20-Aug-19, Reference # : HBS1401, HBS designation : LG Chem RESU13 (2 off) w/ Goodwe GW3600S-BP inverter, Inverter Capacity (Var) : 3680, Useable capacity (kWh) : 24.8, BESS manufacturer : NULL, BESS Model # : NULL, Battery System (BS) Manufacturer : LGChem, Battery System (BS) Model # : RESU13, Number of BESS/BS in system : 2, Inverter manufacturer : Goodwe, Inverter model # : GW3600S-BP, Smart controller/meter manufacturer : NULL, Smart controller/meter model # : NULL, Current sensor manufacturer : NULL, Current sensor model # : NULL, Other major component manufacturer : LGChem, Other major component model # : RESU Plus, Other major component manufacturer : NULL, Other major component model # : NULL, Battery Brand : LGChem, SystemId : 296
20-Aug-19 | HBS1402 | LG Chem RESU13 (2 off) w/ Goodwe GW5000S-BP inverter | 5000 | 24.8 | NULL | NULL | LGChem | RESU13 | 2 | Goodwe | GW5000S-BP | NULL | NULL | NULL | NULL | LGChem | RESU Plus | NULL | NULL | LGChem | 297 | Date Added : 20-Aug-19, Reference # : HBS1402, HBS designation : LG Chem RESU13 (2 off) w/ Goodwe GW5000S-BP inverter, Inverter Capacity (Var) : 5000, Useable capacity (kWh) : 24.8, BESS manufacturer : NULL, BESS Model # : NULL, Battery System (BS) Manufacturer : LGChem, Battery System (BS) Model # : RESU13, Number of BESS/BS in system : 2, Inverter manufacturer : Goodwe, Inverter model # : GW5000S-BP, Smart controller/meter manufacturer : NULL, Smart controller/meter model # : NULL, Current sensor manufacturer : NULL, Current sensor model # : NULL, Other major component manufacturer : LGChem, Other major component model # : RESU Plus, Other major component manufacturer : NULL, Other major component model # : NULL, Battery Brand : LGChem, SystemId : 297
08-Oct-19 | HBS1340 | Alpha-ESS Storion SMILE5 10.1 (SMILE5-INV + 1xSMILE-BAT-10.1P) | 4600 | 9.1 | NULL | NULL | Alpha-ESS | SMILE-BAT-10.1P | 1 | Alpha-ESS | SMILE5-INV | NULL | NULL | NULL | NULL | NULL | NULL | NULL | NULL | Alpha-ESS | 303 | Date Added : 08-Oct-19, Reference # : HBS1340, HBS designation : Alpha-ESS Storion SMILE5 10.1 (SMILE5-INV + 1xSMILE-BAT-10.1P), Inverter Capacity (Var) : 4600, Useable capacity (kWh) : 9.1, BESS manufacturer : NULL, BESS Model # : NULL, Battery System (BS) Manufacturer : Alpha-ESS, Battery System (BS) Model # : SMILE-BAT-10.1P, Number of BESS/BS in system : 1, Inverter manufacturer : Alpha-ESS, Inverter model # : SMILE5-INV, Smart controller/meter manufacturer : NULL, Smart controller/meter model # : NULL, Current sensor manufacturer : NULL, Current sensor model # : NULL, Other major component manufacturer : NULL, Other major component model # : NULL, Other major component manufacturer : NULL, Other major component model # : NULL, Battery Brand : Alpha-ESS, SystemId : 303
08-Oct-19 | HBS1341 | Alpha-ESS Storion SMILE5 20.2 (SMILE5-INV + 2xSMILE-BAT-10.1P) | 4600 | 18.2 | NULL | NULL | Alpha-ESS | SMILE-BAT-10.1P | 2 | Alpha-ESS | SMILE5-INV | NULL | NULL | NULL | NULL | Alpha-ESS | 10.1P BAT Expansion Box | NULL | NULL | Alpha-ESS | 304 | Date Added : 08-Oct-19, Reference # : HBS1341, HBS designation : Alpha-ESS Storion SMILE5 20.2 (SMILE5-INV + 2xSMILE-BAT-10.1P), Inverter Capacity (Var) : 4600, Useable capacity (kWh) : 18.2, BESS manufacturer : NULL, BESS Model # : NULL, Battery System (BS) Manufacturer : Alpha-ESS, Battery System (BS) Model # : SMILE-BAT-10.1P, Number of BESS/BS in system : 2, Inverter manufacturer : Alpha-ESS, Inverter model # : SMILE5-INV, Smart controller/meter manufacturer : NULL, Smart controller/meter model # : NULL, Current sensor manufacturer : NULL, Current sensor model # : NULL, Other major component manufacturer : Alpha-ESS, Other major component model # : 10.1P BAT Expansion Box, Other major component manufacturer : NULL, Other major component model # : NULL, Battery Brand : Alpha-ESS, SystemId : 304
08-Oct-19 | HBS1408 | Alpha-ESS eStore-GW5048-EM-10.1 (GW5048-EM inverter + 1xeSTORE-BAT-10.1) | 5000 | 9.1 | NULL | NULL | Alpha-ESS | eSTORE-BAT-10.1 | 1 | GoodWe | GW5048-EM | NULL | NULL | NULL | NULL | NULL | NULL | NULL | NULL | Alpha-ESS | 305 | Date Added : 08-Oct-19, Reference # : HBS1408, HBS designation : Alpha-ESS eStore-GW5048-EM-10.1 (GW5048-EM inverter + 1xeSTORE-BAT-10.1), Inverter Capacity (Var) : 5000, Useable capacity (kWh) : 9.1, BESS manufacturer : NULL, BESS Model # : NULL, Battery System (BS) Manufacturer : Alpha-ESS, Battery System (BS) Model # : eSTORE-BAT-10.1, Number of BESS/BS in system : 1, Inverter manufacturer : GoodWe, Inverter model # : GW5048-EM, Smart controller/meter manufacturer : NULL, Smart controller/meter model # : NULL, Current sensor manufacturer : NULL, Current sensor model # : NULL, Other major component manufacturer : NULL, Other major component model # : NULL, Other major component manufacturer : NULL, Other major component model # : NULL, Battery Brand : Alpha-ESS, SystemId : 305
08-Oct-19 | HBS1409 | Alpha-ESS eStore-GW5048-EM-20.2 (GW5048-EM inverter + 2xeSTORE-BAT-10.1) | 5000 | 18.2 | NULL | NULL | Alpha-ESS | eSTORE-BAT-10.1 | 2 | GoodWe | GW5048-EM | NULL | NULL | NULL | NULL | NULL | NULL | NULL | NULL | Alpha-ESS | 306 | Date Added : 08-Oct-19, Reference # : HBS1409, HBS designation : Alpha-ESS eStore-GW5048-EM-20.2 (GW5048-EM inverter + 2xeSTORE-BAT-10.1), Inverter Capacity (Var) : 5000, Useable capacity (kWh) : 18.2, BESS manufacturer : NULL, BESS Model # : NULL, Battery System (BS) Manufacturer : Alpha-ESS, Battery System (BS) Model # : eSTORE-BAT-10.1, Number of BESS/BS in system : 2, Inverter manufacturer : GoodWe, Inverter model # : GW5048-EM, Smart controller/meter manufacturer : NULL, Smart controller/meter model # : NULL, Current sensor manufacturer : NULL, Current sensor model # : NULL, Other major component manufacturer : NULL, Other major component model # : NULL, Other major component manufacturer : NULL, Other major component model # : NULL, Battery Brand : Alpha-ESS, SystemId : 306
08-Oct-19 | HBS1410 | Alpha-ESS eStore-GW5048D-ES-10.1 (GW5048D-ES inverter + 1xeSTORE-BAT-10.1) | 4950 | 9.1 | NULL | NULL | Alpha-ESS | eSTORE-BAT-10.1 | 1 | GoodWe | GW5048D-ES | NULL | NULL | NULL | NULL | NULL | NULL | NULL | NULL | Alpha-ESS | 307 | Date Added : 08-Oct-19, Reference # : HBS1410, HBS designation : Alpha-ESS eStore-GW5048D-ES-10.1 (GW5048D-ES inverter + 1xeSTORE-BAT-10.1), Inverter Capacity (Var) : 4950, Useable capacity (kWh) : 9.1, BESS manufacturer : NULL, BESS Model # : NULL, Battery System (BS) Manufacturer : Alpha-ESS, Battery System (BS) Model # : eSTORE-BAT-10.1, Number of BESS/BS in system : 1, Inverter manufacturer : GoodWe, Inverter model # : GW5048D-ES, Smart controller/meter manufacturer : NULL, Smart controller/meter model # : NULL, Current sensor manufacturer : NULL, Current sensor model # : NULL, Other major component manufacturer : NULL, Other major component model # : NULL, Other major component manufacturer : NULL, Other major component model # : NULL, Battery Brand : Alpha-ESS, SystemId : 307
08-Oct-19 | HBS1411 | Alpha-ESS eStore -GW5048D-ES-20.2 (GW5048D-ES inverter + 2xeSTORE-BAT-10.1) | 4950 | 18.2 | NULL | NULL | Alpha-ESS | eSTORE-BAT-10.1 | 2 | GoodWe | GW5048D-ES | NULL | NULL | NULL | NULL | NULL | NULL | NULL | NULL | Alpha-ESS | 308 | Date Added : 08-Oct-19, Reference # : HBS1411, HBS designation : Alpha-ESS eStore -GW5048D-ES-20.2 (GW5048D-ES inverter + 2xeSTORE-BAT-10.1), Inverter Capacity (Var) : 4950, Useable capacity (kWh) : 18.2, BESS manufacturer : NULL, BESS Model # : NULL, Battery System (BS) Manufacturer : Alpha-ESS, Battery System (BS) Model # : eSTORE-BAT-10.1, Number of BESS/BS in system : 2, Inverter manufacturer : GoodWe, Inverter model # : GW5048D-ES, Smart controller/meter manufacturer : NULL, Smart controller/meter model # : NULL, Current sensor manufacturer : NULL, Current sensor model # : NULL, Other major component manufacturer : NULL, Other major component model # : NULL, Other major component manufacturer : NULL, Other major component model # : NULL, Battery Brand : Alpha-ESS, SystemId : 308
08-Oct-19 | HBS1412 | Alpha-ESS eStore-GW5000S-BP-10.1 (GW5000S-BP inverter + 1xeSTORE-BAT-10.1) | 5000 | 9.1 | NULL | NULL | Alpha-ESS | eSTORE-BAT-10.1 | 1 | GoodWe | GW5000S-BP | NULL | NULL | NULL | NULL | NULL | NULL | NULL | NULL | Alpha-ESS | 309 | Date Added : 08-Oct-19, Reference # : HBS1412, HBS designation : Alpha-ESS eStore-GW5000S-BP-10.1 (GW5000S-BP inverter + 1xeSTORE-BAT-10.1), Inverter Capacity (Var) : 5000, Useable capacity (kWh) : 9.1, BESS manufacturer : NULL, BESS Model # : NULL, Battery System (BS) Manufacturer : Alpha-ESS, Battery System (BS) Model # : eSTORE-BAT-10.1, Number of BESS/BS in system : 1, Inverter manufacturer : GoodWe, Inverter model # : GW5000S-BP, Smart controller/meter manufacturer : NULL, Smart controller/meter model # : NULL, Current sensor manufacturer : NULL, Current sensor model # : NULL, Other major component manufacturer : NULL, Other major component model # : NULL, Other major component manufacturer : NULL, Other major component model # : NULL, Battery Brand : Alpha-ESS, SystemId : 309
08-Oct-19 | HBS1413 | Alpha-ESS eStore-GW5000S-BP-20.2 (GW5000S-BP inverter + 2xeSTORE-BAT-10.1) | 5000 | 18.2 | NULL | NULL | Alpha-ESS | eSTORE-BAT-10.1 | 2 | GoodWe | GW5000S-BP | NULL | NULL | NULL | NULL | NULL | NULL | NULL | NULL | Alpha-ESS | 310 | Date Added : 08-Oct-19, Reference # : HBS1413, HBS designation : Alpha-ESS eStore-GW5000S-BP-20.2 (GW5000S-BP inverter + 2xeSTORE-BAT-10.1), Inverter Capacity (Var) : 5000, Useable capacity (kWh) : 18.2, BESS manufacturer : NULL, BESS Model # : NULL, Battery System (BS) Manufacturer : Alpha-ESS, Battery System (BS) Model # : eSTORE-BAT-10.1, Number of BESS/BS in system : 2, Inverter manufacturer : GoodWe, Inverter model # : GW5000S-BP, Smart controller/meter manufacturer : NULL, Smart controller/meter model # : NULL, Current sensor manufacturer : NULL, Current sensor model # : NULL, Other major component manufacturer : NULL, Other major component model # : NULL, Other major component manufacturer : NULL, Other major component model # : NULL, Battery Brand : Alpha-ESS, SystemId : 310
08-Oct-19 | HBS1414 | LG Chem RESU10H w/ SMA SBS5.0-10, Reposit Infinite | 5000 | 9.3 | NULL | NULL | LGChem | RESU10H-C | 1 | SMA | SBS5.0-10 | Reposit | Reposit controller 2.0 series | NULL | NULL | Reposit | Reposit Infinite | NULL | NULL | LGChem | 311 | Date Added : 08-Oct-19, Reference # : HBS1414, HBS designation : LG Chem RESU10H w/ SMA SBS5.0-10, Reposit Infinite, Inverter Capacity (Var) : 5000, Useable capacity (kWh) : 9.3, BESS manufacturer : NULL, BESS Model # : NULL, Battery System (BS) Manufacturer : LGChem, Battery System (BS) Model # : RESU10H-C, Number of BESS/BS in system : 1, Inverter manufacturer : SMA, Inverter model # : SBS5.0-10, Smart controller/meter manufacturer : Reposit, Smart controller/meter model # : Reposit controller 2.0 series, Current sensor manufacturer : NULL, Current sensor model # : NULL, Other major component manufacturer : Reposit, Other major component model # : Reposit Infinite, Other major component manufacturer : NULL, Other major component model # : NULL, Battery Brand : LGChem, SystemId : 311
08-Oct-19 | HBS1415 | LG Chem RESU10H w/ SMA SBS2.5-1VL-10, Reposit Infinite | 2500 | 9.3 | NULL | NULL | LGChem | RESU10H-C | 1 | SMA | SBS2.5-1VL-10 | Reposit | Reposit controller 2.0 series | NULL | NULL | Reposit | Reposit Infinite | NULL | NULL | LGChem | 312 | Date Added : 08-Oct-19, Reference # : HBS1415, HBS designation : LG Chem RESU10H w/ SMA SBS2.5-1VL-10, Reposit Infinite, Inverter Capacity (Var) : 2500, Useable capacity (kWh) : 9.3, BESS manufacturer : NULL, BESS Model # : NULL, Battery System (BS) Manufacturer : LGChem, Battery System (BS) Model # : RESU10H-C, Number of BESS/BS in system : 1, Inverter manufacturer : SMA, Inverter model # : SBS2.5-1VL-10, Smart controller/meter manufacturer : Reposit, Smart controller/meter model # : Reposit controller 2.0 series, Current sensor manufacturer : NULL, Current sensor model # : NULL, Other major component manufacturer : Reposit, Other major component model # : Reposit Infinite, Other major component manufacturer : NULL, Other major component model # : NULL, Battery Brand : LGChem, SystemId : 312
08-Oct-19 | HBS1403 | Redback Smart Hybrid SH5000-Pylontech 7.1 (Pylontech US3000 Plus (2 off) w/ Redback SH5000 inverter, BE13200 enclosure, smart meter) | 5000 | 6.4 | NULL | NULL | Pylontech | US3000 | 2 | Redback | SH5000 | NULL | NULL | NULL | NULL | Redback | BE13200 | NULL | NULL | Redback | 298 | Date Added : 08-Oct-19, Reference # : HBS1403, HBS designation : Redback Smart Hybrid SH5000-Pylontech 7.1 (Pylontech US3000 Plus (2 off) w/ Redback SH5000 inverter, BE13200 enclosure, smart meter), Inverter Capacity (Var) : 5000, Useable capacity (kWh) : 6.4, BESS manufacturer : NULL, BESS Model # : NULL, Battery System (BS) Manufacturer : Pylontech, Battery System (BS) Model # : US3000, Number of BESS/BS in system : 2, Inverter manufacturer : Redback, Inverter model # : SH5000, Smart controller/meter manufacturer : NULL, Smart controller/meter model # : NULL, Current sensor manufacturer : NULL, Current sensor model # : NULL, Other major component manufacturer : Redback, Other major component model # : BE13200, Other major component manufacturer : NULL, Other major component model # : NULL, Battery Brand : Redback, SystemId : 298
08-Oct-19 | HBS1404 | Redback Smart Hybrid SH5000-Pylontech 6.0 (Pylontech US2000 Plus (1 off) + US3000 (1 off), w/ Redback SH5000 inverter, BE13200 enclosure, smart meter) | 5000 | 5.4 | NULL | NULL | Pylontech | US2000 Plus, US3000 | 2 | Redback | SH5000 | NULL | NULL | NULL | NULL | Redback | BE13200 | NULL | NULL | Redback | 299 | Date Added : 08-Oct-19, Reference # : HBS1404, HBS designation : Redback Smart Hybrid SH5000-Pylontech 6.0 (Pylontech US2000 Plus (1 off) + US3000 (1 off), w/ Redback SH5000 inverter, BE13200 enclosure, smart meter), Inverter Capacity (Var) : 5000, Useable capacity (kWh) : 5.4, BESS manufacturer : NULL, BESS Model # : NULL, Battery System (BS) Manufacturer : Pylontech, Battery System (BS) Model # : US2000 Plus, US3000, Number of BESS/BS in system : 2, Inverter manufacturer : Redback, Inverter model # : SH5000, Smart controller/meter manufacturer : NULL, Smart controller/meter model # : NULL, Current sensor manufacturer : NULL, Current sensor model # : NULL, Other major component manufacturer : Redback, Other major component model # : BE13200, Other major component manufacturer : NULL, Other major component model # : NULL, Battery Brand : Redback, SystemId : 299
08-Oct-19 | HBS1405 | Redback Smart Hybrid SH5000-Pylontech 8.4 (Pylontech US2000 Plus (2 off) + US3000 (1 off), w/ Redback SH5000 inverter, BE13200 enclosure, smart meter) | 5000 | 7.6 | NULL | NULL | Pylontech | US2000 Plus, US3000 | 3 | Redback | SH5000 | NULL | NULL | NULL | NULL | Redback | BE13200 | NULL | NULL | Redback | 300 | Date Added : 08-Oct-19, Reference # : HBS1405, HBS designation : Redback Smart Hybrid SH5000-Pylontech 8.4 (Pylontech US2000 Plus (2 off) + US3000 (1 off), w/ Redback SH5000 inverter, BE13200 enclosure, smart meter), Inverter Capacity (Var) : 5000, Useable capacity (kWh) : 7.6, BESS manufacturer : NULL, BESS Model # : NULL, Battery System (BS) Manufacturer : Pylontech, Battery System (BS) Model # : US2000 Plus, US3000, Number of BESS/BS in system : 3, Inverter manufacturer : Redback, Inverter model # : SH5000, Smart controller/meter manufacturer : NULL, Smart controller/meter model # : NULL, Current sensor manufacturer : NULL, Current sensor model # : NULL, Other major component manufacturer : Redback, Other major component model # : BE13200, Other major component manufacturer : NULL, Other major component model # : NULL, Battery Brand : Redback, SystemId : 300
08-Oct-19 | HBS1406 | Redback Smart Hybrid SH5000-Pylontech 9.5 (Pylontech US2000 Plus (1 off) + US3000 (2 off), w/ Redback SH5000 inverter, BE13200 enclosure, smart meter) | 5000 | 8.6 | NULL | NULL | Pylontech | US2000 Plus, US3000 | 3 | Redback | SH5000 | NULL | NULL | NULL | NULL | Redback | BE13200 | NULL | NULL | Redback | 301 | Date Added : 08-Oct-19, Reference # : HBS1406, HBS designation : Redback Smart Hybrid SH5000-Pylontech 9.5 (Pylontech US2000 Plus (1 off) + US3000 (2 off), w/ Redback SH5000 inverter, BE13200 enclosure, smart meter), Inverter Capacity (Var) : 5000, Useable capacity (kWh) : 8.6, BESS manufacturer : NULL, BESS Model # : NULL, Battery System (BS) Manufacturer : Pylontech, Battery System (BS) Model # : US2000 Plus, US3000, Number of BESS/BS in system : 3, Inverter manufacturer : Redback, Inverter model # : SH5000, Smart controller/meter manufacturer : NULL, Smart controller/meter model # : NULL, Current sensor manufacturer : NULL, Current sensor model # : NULL, Other major component manufacturer : Redback, Other major component model # : BE13200, Other major component manufacturer : NULL, Other major component model # : NULL, Battery Brand : Redback, SystemId : 301
08-Oct-19 | HBS1407 | Redback Smart Hybrid SH5000-Pylontech 11.9 (Pylontech US2000 Plus (2 off) + US3000 (2 off), w/ Redback SH5000 inverter, BE13200 enclosure, smart meter) | 5000 | 10.8 | NULL | NULL | Pylontech | US2000 Plus, US3000 | 4 | Redback | SH5000 | NULL | NULL | NULL | NULL | Redback | BE13200 | NULL | NULL | Redback | 302 | Date Added : 08-Oct-19, Reference # : HBS1407, HBS designation : Redback Smart Hybrid SH5000-Pylontech 11.9 (Pylontech US2000 Plus (2 off) + US3000 (2 off), w/ Redback SH5000 inverter, BE13200 enclosure, smart meter), Inverter Capacity (Var) : 5000, Useable capacity (kWh) : 10.8, BESS manufacturer : NULL, BESS Model # : NULL, Battery System (BS) Manufacturer : Pylontech, Battery System (BS) Model # : US2000 Plus, US3000, Number of BESS/BS in system : 4, Inverter manufacturer : Redback, Inverter model # : SH5000, Smart controller/meter manufacturer : NULL, Smart controller/meter model # : NULL, Current sensor manufacturer : NULL, Current sensor model # : NULL, Other major component manufacturer : Redback, Other major component model # : BE13200, Other major component manufacturer : NULL, Other major component model # : NULL, Battery Brand : Redback, SystemId : 302
16-Oct-19 | HBS1416 | Alpha-ESS SMILE-B5 10.1 (GW5000S inverter + 1xSMILE-BAT-10.1P) | 5000 | 9.1 | NULL | NULL | Alpha-ESS | SMILE-BAT-10.1P | 1 | GoodWe | GW5000S-BP | NULL | NULL | NULL | NULL | NULL | NULL | NULL | NULL | Alpha-ESS | 313 | Date Added : 16-Oct-19, Reference # : HBS1416, HBS designation : Alpha-ESS SMILE-B5 10.1 (GW5000S inverter + 1xSMILE-BAT-10.1P), Inverter Capacity (Var) : 5000, Useable capacity (kWh) : 9.1, BESS manufacturer : NULL, BESS Model # : NULL, Battery System (BS) Manufacturer : Alpha-ESS, Battery System (BS) Model # : SMILE-BAT-10.1P, Number of BESS/BS in system : 1, Inverter manufacturer : GoodWe, Inverter model # : GW5000S-BP, Smart controller/meter manufacturer : NULL, Smart controller/meter model # : NULL, Current sensor manufacturer : NULL, Current sensor model # : NULL, Other major component manufacturer : NULL, Other major component model # : NULL, Other major component manufacturer : NULL, Other major component model # : NULL, Battery Brand : Alpha-ESS, SystemId : 313
16-Oct-19 | HBS1418 | Alpha-ESS SMILE-B5 10.3 (GW5000S inverter + 1xSMILE-BAT-10.3P) | 5000 | 9.3 | NULL | NULL | Alpha-ESS | SMILE-BAT-10.3P | 1 | GoodWe | GW5000S-BP | NULL | NULL | NULL | NULL | NULL | NULL | NULL | NULL | Alpha-ESS | 315 | Date Added : 16-Oct-19, Reference # : HBS1418, HBS designation : Alpha-ESS SMILE-B5 10.3 (GW5000S inverter + 1xSMILE-BAT-10.3P), Inverter Capacity (Var) : 5000, Useable capacity (kWh) : 9.3, BESS manufacturer : NULL, BESS Model # : NULL, Battery System (BS) Manufacturer : Alpha-ESS, Battery System (BS) Model # : SMILE-BAT-10.3P, Number of BESS/BS in system : 1, Inverter manufacturer : GoodWe, Inverter model # : GW5000S-BP, Smart controller/meter manufacturer : NULL, Smart controller/meter model # : NULL, Current sensor manufacturer : NULL, Current sensor model # : NULL, Other major component manufacturer : NULL, Other major component model # : NULL, Other major component manufacturer : NULL, Other major component model # : NULL, Battery Brand : Alpha-ESS, SystemId : 315
16-Oct-19 | HBS1420 | Alpha-ESS SMILE-B5 20.2 (GW5000S inverter + 2xSMILE-BAT-10.1P) | 5000 | 18.2 | NULL | NULL | Alpha-ESS | SMILE-BAT-10.1P | 2 | GoodWe | GW5000S-BP | NULL | NULL | NULL | NULL | Alpha-ESS | 10.1P BAT Expansion Box | NULL | NULL | Alpha-ESS | 317 | Date Added : 16-Oct-19, Reference # : HBS1420, HBS designation : Alpha-ESS SMILE-B5 20.2 (GW5000S inverter + 2xSMILE-BAT-10.1P), Inverter Capacity (Var) : 5000, Useable capacity (kWh) : 18.2, BESS manufacturer : NULL, BESS Model # : NULL, Battery System (BS) Manufacturer : Alpha-ESS, Battery System (BS) Model # : SMILE-BAT-10.1P, Number of BESS/BS in system : 2, Inverter manufacturer : GoodWe, Inverter model # : GW5000S-BP, Smart controller/meter manufacturer : NULL, Smart controller/meter model # : NULL, Current sensor manufacturer : NULL, Current sensor model # : NULL, Other major component manufacturer : Alpha-ESS, Other major component model # : 10.1P BAT Expansion Box, Other major component manufacturer : NULL, Other major component model # : NULL, Battery Brand : Alpha-ESS, SystemId : 317
16-Oct-19 | HBS1422 | Alpha-ESS SMILE-B5 20.6 (GW5000S inverter + 2xSMILE-BAT-10.3P) | 5000 | 18.6 | NULL | NULL | Alpha-ESS | SMILE-BAT-10.3P | 2 | GoodWe | GW5000S-BP | NULL | NULL | NULL | NULL | Alpha-ESS | 10.3P BAT Expansion Box | NULL | NULL | Alpha-ESS | 319 | Date Added : 16-Oct-19, Reference # : HBS1422, HBS designation : Alpha-ESS SMILE-B5 20.6 (GW5000S inverter + 2xSMILE-BAT-10.3P), Inverter Capacity (Var) : 5000, Useable capacity (kWh) : 18.6, BESS manufacturer : NULL, BESS Model # : NULL, Battery System (BS) Manufacturer : Alpha-ESS, Battery System (BS) Model # : SMILE-BAT-10.3P, Number of BESS/BS in system : 2, Inverter manufacturer : GoodWe, Inverter model # : GW5000S-BP, Smart controller/meter manufacturer : NULL, Smart controller/meter model # : NULL, Current sensor manufacturer : NULL, Current sensor model # : NULL, Other major component manufacturer : Alpha-ESS, Other major component model # : 10.3P BAT Expansion Box, Other major component manufacturer : NULL, Other major component model # : NULL, Battery Brand : Alpha-ESS, SystemId : 319
22-Oct-19 | HBS1417 | Alpha-ESS SMILE-B3.6 10.1 (GW3600S inverter + 1xSMILE-BAT-10.1P) | 3680 | 9.1 | NULL | NULL | Alpha-ESS | SMILE-BAT-10.1P | 1 | GoodWe | GW3600S-BP | NULL | NULL | NULL | NULL | NULL | NULL | NULL | NULL | Alpha-ESS | 314 | Date Added : 22-Oct-19, Reference # : HBS1417, HBS designation : Alpha-ESS SMILE-B3.6 10.1 (GW3600S inverter + 1xSMILE-BAT-10.1P), Inverter Capacity (Var) : 3680, Useable capacity (kWh) : 9.1, BESS manufacturer : NULL, BESS Model # : NULL, Battery System (BS) Manufacturer : Alpha-ESS, Battery System (BS) Model # : SMILE-BAT-10.1P, Number of BESS/BS in system : 1, Inverter manufacturer : GoodWe, Inverter model # : GW3600S-BP, Smart controller/meter manufacturer : NULL, Smart controller/meter model # : NULL, Current sensor manufacturer : NULL, Current sensor model # : NULL, Other major component manufacturer : NULL, Other major component model # : NULL, Other major component manufacturer : NULL, Other major component model # : NULL, Battery Brand : Alpha-ESS, SystemId : 314
22-Oct-19 | HBS1419 | Alpha-ESS SMILE-B3.6 10.3 (GW3600S inverter + 1xSMILE-BAT-10.3P) | 3680 | 9.3 | NULL | NULL | Alpha-ESS | SMILE-BAT-10.3P | 1 | GoodWe | GW3600S-BP | NULL | NULL | NULL | NULL | NULL | NULL | NULL | NULL | Alpha-ESS | 316 | Date Added : 22-Oct-19, Reference # : HBS1419, HBS designation : Alpha-ESS SMILE-B3.6 10.3 (GW3600S inverter + 1xSMILE-BAT-10.3P), Inverter Capacity (Var) : 3680, Useable capacity (kWh) : 9.3, BESS manufacturer : NULL, BESS Model # : NULL, Battery System (BS) Manufacturer : Alpha-ESS, Battery System (BS) Model # : SMILE-BAT-10.3P, Number of BESS/BS in system : 1, Inverter manufacturer : GoodWe, Inverter model # : GW3600S-BP, Smart controller/meter manufacturer : NULL, Smart controller/meter model # : NULL, Current sensor manufacturer : NULL, Current sensor model # : NULL, Other major component manufacturer : NULL, Other major component model # : NULL, Other major component manufacturer : NULL, Other major component model # : NULL, Battery Brand : Alpha-ESS, SystemId : 316
22-Oct-19 | HBS1421 | Alpha-ESS SMILE-B3.6 20.2 (GW3600S inverter + 2xSMILE-BAT-10.1P) | 3680 | 18.2 | NULL | NULL | Alpha-ESS | SMILE-BAT-10.1P | 2 | GoodWe | GW3600S-BP | NULL | NULL | NULL | NULL | Alpha-ESS | 10.1P BAT Expansion Box | NULL | NULL | Alpha-ESS | 318 | Date Added : 22-Oct-19, Reference # : HBS1421, HBS designation : Alpha-ESS SMILE-B3.6 20.2 (GW3600S inverter + 2xSMILE-BAT-10.1P), Inverter Capacity (Var) : 3680, Useable capacity (kWh) : 18.2, BESS manufacturer : NULL, BESS Model # : NULL, Battery System (BS) Manufacturer : Alpha-ESS, Battery System (BS) Model # : SMILE-BAT-10.1P, Number of BESS/BS in system : 2, Inverter manufacturer : GoodWe, Inverter model # : GW3600S-BP, Smart controller/meter manufacturer : NULL, Smart controller/meter model # : NULL, Current sensor manufacturer : NULL, Current sensor model # : NULL, Other major component manufacturer : Alpha-ESS, Other major component model # : 10.1P BAT Expansion Box, Other major component manufacturer : NULL, Other major component model # : NULL, Battery Brand : Alpha-ESS, SystemId : 318
22-Oct-19 | HBS1423 | Alpha-ESS SMILE-B3.6 20.6 (GW3600S inverter + 2xSMILE-BAT-10.3P) | 3680 | 18.6 | NULL | NULL | Alpha-ESS | SMILE-BAT-10.3P | 2 | GoodWe | GW3600S-BP | NULL | NULL | NULL | NULL | Alpha-ESS | 10.3P BAT Expansion Box | NULL | NULL | Alpha-ESS | 320 | Date Added : 22-Oct-19, Reference # : HBS1423, HBS designation : Alpha-ESS SMILE-B3.6 20.6 (GW3600S inverter + 2xSMILE-BAT-10.3P), Inverter Capacity (Var) : 3680, Useable capacity (kWh) : 18.6, BESS manufacturer : NULL, BESS Model # : NULL, Battery System (BS) Manufacturer : Alpha-ESS, Battery System (BS) Model # : SMILE-BAT-10.3P, Number of BESS/BS in system : 2, Inverter manufacturer : GoodWe, Inverter model # : GW3600S-BP, Smart controller/meter manufacturer : NULL, Smart controller/meter model # : NULL, Current sensor manufacturer : NULL, Current sensor model # : NULL, Other major component manufacturer : Alpha-ESS, Other major component model # : 10.3P BAT Expansion Box, Other major component manufacturer : NULL, Other major component model # : NULL, Battery Brand : Alpha-ESS, SystemId : 320
25-Oct-19 | HBS1430 | Growatt GBLI 6531 (2 off) w/ Growatt SPH5000 inverter, Shinelink, Eastron SDM-230 meter | 4999 | 12 | NULL | NULL | Growatt | GBLI 6531 | 2 | Shenzhen Growatt New Energy Technology Co Ltd | Growatt SPH5000 inverter | Eastron | SDM-230 | LEM | TOP 90-S10/SP4 | NULL | NULL | Shenzhen Growatt New Energy Technology Co Ltd | Shinelink | Growatt | 321 | Date Added : 25-Oct-19, Reference # : HBS1430, HBS designation : Growatt GBLI 6531 (2 off) w/ Growatt SPH5000 inverter, Shinelink, Eastron SDM-230 meter, Inverter Capacity (Var) : 4999, Useable capacity (kWh) : 12, BESS manufacturer : NULL, BESS Model # : NULL, Battery System (BS) Manufacturer : Growatt, Battery System (BS) Model # : GBLI 6531, Number of BESS/BS in system : 2, Inverter manufacturer : Shenzhen Growatt New Energy Technology Co Ltd, Inverter model # : Growatt SPH5000 inverter, Smart controller/meter manufacturer : Eastron, Smart controller/meter model # : SDM-230, Current sensor manufacturer : LEM, Current sensor model # : TOP 90-S10/SP4, Other major component manufacturer : NULL, Other major component model # : NULL, Other major component manufacturer : Shenzhen Growatt New Energy Technology Co Ltd, Other major component model # : Shinelink, Battery Brand : Growatt, SystemId : 321
25-Oct-19 | HBS1431 | Growatt GBLI 6531 (2 off) w/ Growatt SPA 3000TL BL inverter, Shinelink, Eastron SDM-230 meter | 3000 | 12 | NULL | NULL | Growatt | GBLI 6531 | 2 | Shenzhen Growatt New Energy Technology Co Ltd | Growatt SPA 3000TL BL inverter | Eastron | SDM-230 | LEM | TOP 90-S10/SP4 | NULL | NULL | Shenzhen Growatt New Energy Technology Co Ltd | Shinelink | Growatt | 322 | Date Added : 25-Oct-19, Reference # : HBS1431, HBS designation : Growatt GBLI 6531 (2 off) w/ Growatt SPA 3000TL BL inverter, Shinelink, Eastron SDM-230 meter, Inverter Capacity (Var) : 3000, Useable capacity (kWh) : 12, BESS manufacturer : NULL, BESS Model # : NULL, Battery System (BS) Manufacturer : Growatt, Battery System (BS) Model # : GBLI 6531, Number of BESS/BS in system : 2, Inverter manufacturer : Shenzhen Growatt New Energy Technology Co Ltd, Inverter model # : Growatt SPA 3000TL BL inverter, Smart controller/meter manufacturer : Eastron, Smart controller/meter model # : SDM-230, Current sensor manufacturer : LEM, Current sensor model # : TOP 90-S10/SP4, Other major component manufacturer : NULL, Other major component model # : NULL, Other major component manufacturer : Shenzhen Growatt New Energy Technology Co Ltd, Other major component model # : Shinelink, Battery Brand : Growatt, SystemId : 322
06-Dec-19 | HBS1446 | Green Solutions HOMEE11, SwitchDin 'smart controller' | 4999 | 8.3 | NULL | NULL | Green Solutions | HOMEE11 | 1 | Shenzhen Growatt New Energy Technology Co Ltd | Growatt SPH5000 inverter | SwitchDIN | Droplet | NULL | NULL | NULL | NULL | NULL | NULL | Green Solutions | 336 | Date Added : 06-Dec-19, Reference # : HBS1446, HBS designation : Green Solutions HOMEE11, SwitchDin 'smart controller', Inverter Capacity (Var) : 4999, Useable capacity (kWh) : 8.3, BESS manufacturer : NULL, BESS Model # : NULL, Battery System (BS) Manufacturer : Green Solutions, Battery System (BS) Model # : HOMEE11, Number of BESS/BS in system : 1, Inverter manufacturer : Shenzhen Growatt New Energy Technology Co Ltd, Inverter model # : Growatt SPH5000 inverter, Smart controller/meter manufacturer : SwitchDIN, Smart controller/meter model # : Droplet, Current sensor manufacturer : NULL, Current sensor model # : NULL, Other major component manufacturer : NULL, Other major component model # : NULL, Other major component manufacturer : NULL, Other major component model # : NULL, Battery Brand : Green Solutions, SystemId : 336
06-Dec-19 | HBS1435 | Growatt GBLI 6531 (1 off) w/ Growatt SPH5000 inverter, Shinelink, Eastron SDM-230 meter | 4999 | 6 | NULL | NULL | Growatt | GBLI 6531 | 1 | Shenzhen Growatt New Energy Technology Co Ltd | Growatt SPH5000 inverter | Eastron | SDM-230 | LEM | TOP 90-S10/SP4 | NULL | NULL | Shenzhen Growatt New Energy Technology Co Ltd | Shinelink | Growatt | 326 | Date Added : 06-Dec-19, Reference # : HBS1435, HBS designation : Growatt GBLI 6531 (1 off) w/ Growatt SPH5000 inverter, Shinelink, Eastron SDM-230 meter, Inverter Capacity (Var) : 4999, Useable capacity (kWh) : 6, BESS manufacturer : NULL, BESS Model # : NULL, Battery System (BS) Manufacturer : Growatt, Battery System (BS) Model # : GBLI 6531, Number of BESS/BS in system : 1, Inverter manufacturer : Shenzhen Growatt New Energy Technology Co Ltd, Inverter model # : Growatt SPH5000 inverter, Smart controller/meter manufacturer : Eastron, Smart controller/meter model # : SDM-230, Current sensor manufacturer : LEM, Current sensor model # : TOP 90-S10/SP4, Other major component manufacturer : NULL, Other major component model # : NULL, Other major component manufacturer : Shenzhen Growatt New Energy Technology Co Ltd, Other major component model # : Shinelink, Battery Brand : Growatt, SystemId : 326
06-Dec-19 | HBS1436 | Growatt GBLI 6531 (1 off) w/ Growatt SPA 3000TL BL inverter, Shinelink, Eastron SDM-230 meter | 3000 | 6 | NULL | NULL | Growatt | GBLI 6531 | 1 | Shenzhen Growatt New Energy Technology Co Ltd | Growatt SPA 3000TL BL inverter | Eastron | SDM-230 | LEM | TOP 90-S10/SP4 | NULL | NULL | Shenzhen Growatt New Energy Technology Co Ltd | Shinelink | Growatt | 327 | Date Added : 06-Dec-19, Reference # : HBS1436, HBS designation : Growatt GBLI 6531 (1 off) w/ Growatt SPA 3000TL BL inverter, Shinelink, Eastron SDM-230 meter, Inverter Capacity (Var) : 3000, Useable capacity (kWh) : 6, BESS manufacturer : NULL, BESS Model # : NULL, Battery System (BS) Manufacturer : Growatt, Battery System (BS) Model # : GBLI 6531, Number of BESS/BS in system : 1, Inverter manufacturer : Shenzhen Growatt New Energy Technology Co Ltd, Inverter model # : Growatt SPA 3000TL BL inverter, Smart controller/meter manufacturer : Eastron, Smart controller/meter model # : SDM-230, Current sensor manufacturer : LEM, Current sensor model # : TOP 90-S10/SP4, Other major component manufacturer : NULL, Other major component model # : NULL, Other major component manufacturer : Shenzhen Growatt New Energy Technology Co Ltd, Other major component model # : Shinelink, Battery Brand : Growatt, SystemId : 327
06-Dec-19 | HBS1437 | Growatt GBLI 6531 (2 off) w/ Growatt SPH6000 inverter, Shinelink, Eastron SDM-230 meter | 6000 | 12 | NULL | NULL | Growatt | GBLI 6531 | 2 | Shenzhen Growatt New Energy Technology Co Ltd | Growatt SPH6000 inverter | Eastron | SDM-230 | LEM | TOP 90-S10/SP4 | NULL | NULL | Shenzhen Growatt New Energy Technology Co Ltd | Shinelink | Growatt | 328 | Date Added : 06-Dec-19, Reference # : HBS1437, HBS designation : Growatt GBLI 6531 (2 off) w/ Growatt SPH6000 inverter, Shinelink, Eastron SDM-230 meter, Inverter Capacity (Var) : 6000, Useable capacity (kWh) : 12, BESS manufacturer : NULL, BESS Model # : NULL, Battery System (BS) Manufacturer : Growatt, Battery System (BS) Model # : GBLI 6531, Number of BESS/BS in system : 2, Inverter manufacturer : Shenzhen Growatt New Energy Technology Co Ltd, Inverter model # : Growatt SPH6000 inverter, Smart controller/meter manufacturer : Eastron, Smart controller/meter model # : SDM-230, Current sensor manufacturer : LEM, Current sensor model # : TOP 90-S10/SP4, Other major component manufacturer : NULL, Other major component model # : NULL, Other major component manufacturer : Shenzhen Growatt New Energy Technology Co Ltd, Other major component model # : Shinelink, Battery Brand : Growatt, SystemId : 328
06-Dec-19 | HBS1438 | Growatt GBLI 6531 (1 off) w/ Growatt SPH6000 inverter, Shinelink, Eastron SDM-230 meter | 6000 | 6 | NULL | NULL | Growatt | GBLI 6531 | 1 | Shenzhen Growatt New Energy Technology Co Ltd | Growatt SPH6000 inverter | Eastron | SDM-230 | LEM | TOP 90-S10/SP4 | NULL | NULL | Shenzhen Growatt New Energy Technology Co Ltd | Shinelink | Growatt | 329 | Date Added : 06-Dec-19, Reference # : HBS1438, HBS designation : Growatt GBLI 6531 (1 off) w/ Growatt SPH6000 inverter, Shinelink, Eastron SDM-230 meter, Inverter Capacity (Var) : 6000, Useable capacity (kWh) : 6, BESS manufacturer : NULL, BESS Model # : NULL, Battery System (BS) Manufacturer : Growatt, Battery System (BS) Model # : GBLI 6531, Number of BESS/BS in system : 1, Inverter manufacturer : Shenzhen Growatt New Energy Technology Co Ltd, Inverter model # : Growatt SPH6000 inverter, Smart controller/meter manufacturer : Eastron, Smart controller/meter model # : SDM-230, Current sensor manufacturer : LEM, Current sensor model # : TOP 90-S10/SP4, Other major component manufacturer : NULL, Other major component model # : NULL, Other major component manufacturer : Shenzhen Growatt New Energy Technology Co Ltd, Other major component model # : Shinelink, Battery Brand : Growatt, SystemId : 329
06-Dec-19 | HBS1432 | Q CELLS Q.HOME+ ESS HYB G2 4kWh, SwitchDin 'smart controller' | 5000 | 3.6 | NULL | NULL | Hanwha Q CELLS & Advanced Materials Corporation | Q.SAVE G2 4kWh B1.1.1 | 1 | Hanwha Q CELLS & Advanced Materials Corporation | Q.VOLT G2 HYB-5kW.1.1 | SwitchDIN | Droplet | NULL | NULL | NULL | NULL | NULL | NULL | Q CELLS | 323 | Date Added : 06-Dec-19, Reference # : HBS1432, HBS designation : Q CELLS Q.HOME+ ESS HYB G2 4kWh, SwitchDin 'smart controller', Inverter Capacity (Var) : 5000, Useable capacity (kWh) : 3.6, BESS manufacturer : NULL, BESS Model # : NULL, Battery System (BS) Manufacturer : Hanwha Q CELLS & Advanced Materials Corporation, Battery System (BS) Model # : Q.SAVE G2 4kWh B1.1.1, Number of BESS/BS in system : 1, Inverter manufacturer : Hanwha Q CELLS & Advanced Materials Corporation, Inverter model # : Q.VOLT G2 HYB-5kW.1.1, Smart controller/meter manufacturer : SwitchDIN, Smart controller/meter model # : Droplet, Current sensor manufacturer : NULL, Current sensor model # : NULL, Other major component manufacturer : NULL, Other major component model # : NULL, Other major component manufacturer : NULL, Other major component model # : NULL, Battery Brand : Q CELLS, SystemId : 323
06-Dec-19 | HBS1433 | Q CELLS Q.HOME+ ESS HYB G2 8kWh, SwitchDin 'smart controller' | 5000 | 7.2 | NULL | NULL | Hanwha Q CELLS & Advanced Materials Corporation | Q.SAVE G2 4kWh B1.1.1 | 2 | Hanwha Q CELLS & Advanced Materials Corporation | Q.VOLT G2 HYB-5kW.1.1 | SwitchDIN | Droplet | NULL | NULL | NULL | NULL | NULL | NULL | Q CELLS | 324 | Date Added : 06-Dec-19, Reference # : HBS1433, HBS designation : Q CELLS Q.HOME+ ESS HYB G2 8kWh, SwitchDin 'smart controller', Inverter Capacity (Var) : 5000, Useable capacity (kWh) : 7.2, BESS manufacturer : NULL, BESS Model # : NULL, Battery System (BS) Manufacturer : Hanwha Q CELLS & Advanced Materials Corporation, Battery System (BS) Model # : Q.SAVE G2 4kWh B1.1.1, Number of BESS/BS in system : 2, Inverter manufacturer : Hanwha Q CELLS & Advanced Materials Corporation, Inverter model # : Q.VOLT G2 HYB-5kW.1.1, Smart controller/meter manufacturer : SwitchDIN, Smart controller/meter model # : Droplet, Current sensor manufacturer : NULL, Current sensor model # : NULL, Other major component manufacturer : NULL, Other major component model # : NULL, Other major component manufacturer : NULL, Other major component model # : NULL, Battery Brand : Q CELLS, SystemId : 324
06-Dec-19 | HBS1434 | Q CELLS Q.HOME+ ESS HYB G2 12kWh, SwitchDin 'smart controller' | 5000 | 10.8 | NULL | NULL | Hanwha Q CELLS & Advanced Materials Corporation | Q.SAVE G2 4kWh B1.1.1 | 3 | Hanwha Q CELLS & Advanced Materials Corporation | Q.VOLT G2 HYB-5kW.1.1 | SwitchDIN | Droplet | NULL | NULL | NULL | NULL | NULL | NULL | Q CELLS | 325 | Date Added : 06-Dec-19, Reference # : HBS1434, HBS designation : Q CELLS Q.HOME+ ESS HYB G2 12kWh, SwitchDin 'smart controller', Inverter Capacity (Var) : 5000, Useable capacity (kWh) : 10.8, BESS manufacturer : NULL, BESS Model # : NULL, Battery System (BS) Manufacturer : Hanwha Q CELLS & Advanced Materials Corporation, Battery System (BS) Model # : Q.SAVE G2 4kWh B1.1.1, Number of BESS/BS in system : 3, Inverter manufacturer : Hanwha Q CELLS & Advanced Materials Corporation, Inverter model # : Q.VOLT G2 HYB-5kW.1.1, Smart controller/meter manufacturer : SwitchDIN, Smart controller/meter model # : Droplet, Current sensor manufacturer : NULL, Current sensor model # : NULL, Other major component manufacturer : NULL, Other major component model # : NULL, Other major component manufacturer : NULL, Other major component model # : NULL, Battery Brand : Q CELLS, SystemId : 325
06-Dec-19 | HBS1439 | Redearth Sunrise SRS-503, SwitchDin 'smart controller' | 5000 | 2.6 | Redearth Energy Storage | SRS-503 | NULL | NULL | 1 | NULL | NULL | SwitchDIN | Droplet | NULL | NULL | NULL | NULL | NULL | NULL | Redearth | 330 | Date Added : 06-Dec-19, Reference # : HBS1439, HBS designation : Redearth Sunrise SRS-503, SwitchDin 'smart controller', Inverter Capacity (Var) : 5000, Useable capacity (kWh) : 2.6, BESS manufacturer : Redearth Energy Storage, BESS Model # : SRS-503, Battery System (BS) Manufacturer : NULL, Battery System (BS) Model # : NULL, Number of BESS/BS in system : 1, Inverter manufacturer : NULL, Inverter model # : NULL, Smart controller/meter manufacturer : SwitchDIN, Smart controller/meter model # : Droplet, Current sensor manufacturer : NULL, Current sensor model # : NULL, Other major component manufacturer : NULL, Other major component model # : NULL, Other major component manufacturer : NULL, Other major component model # : NULL, Battery Brand : Redearth, SystemId : 330
06-Dec-19 | HBS1440 | Redearth Sunrise SRS-506, SwitchDin 'smart controller' | 5000 | 5.2 | Redearth Energy Storage | SRS-506 | NULL | NULL | 1 | NULL | NULL | SwitchDIN | Droplet | NULL | NULL | NULL | NULL | NULL | NULL | Redearth | 331 | Date Added : 06-Dec-19, Reference # : HBS1440, HBS designation : Redearth Sunrise SRS-506, SwitchDin 'smart controller', Inverter Capacity (Var) : 5000, Useable capacity (kWh) : 5.2, BESS manufacturer : Redearth Energy Storage, BESS Model # : SRS-506, Battery System (BS) Manufacturer : NULL, Battery System (BS) Model # : NULL, Number of BESS/BS in system : 1, Inverter manufacturer : NULL, Inverter model # : NULL, Smart controller/meter manufacturer : SwitchDIN, Smart controller/meter model # : Droplet, Current sensor manufacturer : NULL, Current sensor model # : NULL, Other major component manufacturer : NULL, Other major component model # : NULL, Other major component manufacturer : NULL, Other major component model # : NULL, Battery Brand : Redearth, SystemId : 331
06-Dec-19 | HBS1441 | Redearth Sunrise SRS-509, SwitchDin 'smart controller' | 5000 | 7.9 | Redearth Energy Storage | SRS-509 | NULL | NULL | 1 | NULL | NULL | SwitchDIN | Droplet | NULL | NULL | NULL | NULL | NULL | NULL | Redearth | 332 | Date Added : 06-Dec-19, Reference # : HBS1441, HBS designation : Redearth Sunrise SRS-509, SwitchDin 'smart controller', Inverter Capacity (Var) : 5000, Useable capacity (kWh) : 7.9, BESS manufacturer : Redearth Energy Storage, BESS Model # : SRS-509, Battery System (BS) Manufacturer : NULL, Battery System (BS) Model # : NULL, Number of BESS/BS in system : 1, Inverter manufacturer : NULL, Inverter model # : NULL, Smart controller/meter manufacturer : SwitchDIN, Smart controller/meter model # : Droplet, Current sensor manufacturer : NULL, Current sensor model # : NULL, Other major component manufacturer : NULL, Other major component model # : NULL, Other major component manufacturer : NULL, Other major component model # : NULL, Battery Brand : Redearth, SystemId : 332
06-Dec-19 | HBS1442 | Redearth Sunrise SRS-512, SwitchDin 'smart controller' | 5000 | 10.4 | Redearth Energy Storage | SRS-512 | NULL | NULL | 1 | NULL | NULL | SwitchDIN | Droplet | NULL | NULL | NULL | NULL | NULL | NULL | Redearth | 333 | Date Added : 06-Dec-19, Reference # : HBS1442, HBS designation : Redearth Sunrise SRS-512, SwitchDin 'smart controller', Inverter Capacity (Var) : 5000, Useable capacity (kWh) : 10.4, BESS manufacturer : Redearth Energy Storage, BESS Model # : SRS-512, Battery System (BS) Manufacturer : NULL, Battery System (BS) Model # : NULL, Number of BESS/BS in system : 1, Inverter manufacturer : NULL, Inverter model # : NULL, Smart controller/meter manufacturer : SwitchDIN, Smart controller/meter model # : Droplet, Current sensor manufacturer : NULL, Current sensor model # : NULL, Other major component manufacturer : NULL, Other major component model # : NULL, Other major component manufacturer : NULL, Other major component model # : NULL, Battery Brand : Redearth, SystemId : 333
06-Dec-19 | HBS1443 | Redearth Sunrise SRS-518, SwitchDin 'smart controller' | 5000 | 14.4 | Redearth Energy Storage | SRS-518 | NULL | NULL | 1 | NULL | NULL | SwitchDIN | Droplet | NULL | NULL | NULL | NULL | NULL | NULL | Redearth | 334 | Date Added : 06-Dec-19, Reference # : HBS1443, HBS designation : Redearth Sunrise SRS-518, SwitchDin 'smart controller', Inverter Capacity (Var) : 5000, Useable capacity (kWh) : 14.4, BESS manufacturer : Redearth Energy Storage, BESS Model # : SRS-518, Battery System (BS) Manufacturer : NULL, Battery System (BS) Model # : NULL, Number of BESS/BS in system : 1, Inverter manufacturer : NULL, Inverter model # : NULL, Smart controller/meter manufacturer : SwitchDIN, Smart controller/meter model # : Droplet, Current sensor manufacturer : NULL, Current sensor model # : NULL, Other major component manufacturer : NULL, Other major component model # : NULL, Other major component manufacturer : NULL, Other major component model # : NULL, Battery Brand : Redearth, SystemId : 334
06-Dec-19 | HBS1444 | Redearth Sunrise SRS-524, SwitchDin 'smart controller' | 5000 | 19.2 | Redearth Energy Storage | SRS-524 | NULL | NULL | 1 | NULL | NULL | SwitchDIN | Droplet | NULL | NULL | NULL | NULL | NULL | NULL | Redearth | 335 | Date Added : 06-Dec-19, Reference # : HBS1444, HBS designation : Redearth Sunrise SRS-524, SwitchDin 'smart controller', Inverter Capacity (Var) : 5000, Useable capacity (kWh) : 19.2, BESS manufacturer : Redearth Energy Storage, BESS Model # : SRS-524, Battery System (BS) Manufacturer : NULL, Battery System (BS) Model # : NULL, Number of BESS/BS in system : 1, Inverter manufacturer : NULL, Inverter model # : NULL, Smart controller/meter manufacturer : SwitchDIN, Smart controller/meter model # : Droplet, Current sensor manufacturer : NULL, Current sensor model # : NULL, Other major component manufacturer : NULL, Other major component model # : NULL, Other major component manufacturer : NULL, Other major component model # : NULL, Battery Brand : Redearth, SystemId : 335
07-Jan-20 | HBS1454 | BYD B-Box H 6.4(Au) w/ Fronius Symo Hybrid 3.0-3-S, SwitchDin 'smart controller' | 3000 | 6.4 | NULL | NULL | BYD | B-Box H 6.4(Au) | 1 | Fronius | Symo Hybrid 3.0-3-S | SwitchDIN | Droplet | NULL | NULL | NULL | NULL | NULL | NULL | BYD | 340 | Date Added : 07-Jan-20, Reference # : HBS1454, HBS designation : BYD B-Box H 6.4(Au) w/ Fronius Symo Hybrid 3.0-3-S, SwitchDin 'smart controller', Inverter Capacity (Var) : 3000, Useable capacity (kWh) : 6.4, BESS manufacturer : NULL, BESS Model # : NULL, Battery System (BS) Manufacturer : BYD, Battery System (BS) Model # : B-Box H 6.4(Au), Number of BESS/BS in system : 1, Inverter manufacturer : Fronius, Inverter model # : Symo Hybrid 3.0-3-S, Smart controller/meter manufacturer : SwitchDIN, Smart controller/meter model # : Droplet, Current sensor manufacturer : NULL, Current sensor model # : NULL, Other major component manufacturer : NULL, Other major component model # : NULL, Other major component manufacturer : NULL, Other major component model # : NULL, Battery Brand : BYD, SystemId : 340
07-Jan-20 | HBS1455 | BYD B-Box H 7.7(Au) w/ Fronius Symo Hybrid 3.0-3-S, SwitchDin 'smart controller' | 3000 | 7.7 | NULL | NULL | BYD | B-Box H 7.7(Au) | 1 | Fronius | Symo Hybrid 3.0-3-S | SwitchDIN | Droplet | NULL | NULL | NULL | NULL | NULL | NULL | BYD | 341 | Date Added : 07-Jan-20, Reference # : HBS1455, HBS designation : BYD B-Box H 7.7(Au) w/ Fronius Symo Hybrid 3.0-3-S, SwitchDin 'smart controller', Inverter Capacity (Var) : 3000, Useable capacity (kWh) : 7.7, BESS manufacturer : NULL, BESS Model # : NULL, Battery System (BS) Manufacturer : BYD, Battery System (BS) Model # : B-Box H 7.7(Au), Number of BESS/BS in system : 1, Inverter manufacturer : Fronius, Inverter model # : Symo Hybrid 3.0-3-S, Smart controller/meter manufacturer : SwitchDIN, Smart controller/meter model # : Droplet, Current sensor manufacturer : NULL, Current sensor model # : NULL, Other major component manufacturer : NULL, Other major component model # : NULL, Other major component manufacturer : NULL, Other major component model # : NULL, Battery Brand : BYD, SystemId : 341
07-Jan-20 | HBS1456 | BYD B-Box H 9.0(Au) w/ Fronius Symo Hybrid 3.0-3-S, SwitchDin 'smart controller' | 3000 | 9 | NULL | NULL | BYD | B-Box H 9.0(Au) | 1 | Fronius | Symo Hybrid 3.0-3-S | SwitchDIN | Droplet | NULL | NULL | NULL | NULL | NULL | NULL | BYD | 342 | Date Added : 07-Jan-20, Reference # : HBS1456, HBS designation : BYD B-Box H 9.0(Au) w/ Fronius Symo Hybrid 3.0-3-S, SwitchDin 'smart controller', Inverter Capacity (Var) : 3000, Useable capacity (kWh) : 9, BESS manufacturer : NULL, BESS Model # : NULL, Battery System (BS) Manufacturer : BYD, Battery System (BS) Model # : B-Box H 9.0(Au), Number of BESS/BS in system : 1, Inverter manufacturer : Fronius, Inverter model # : Symo Hybrid 3.0-3-S, Smart controller/meter manufacturer : SwitchDIN, Smart controller/meter model # : Droplet, Current sensor manufacturer : NULL, Current sensor model # : NULL, Other major component manufacturer : NULL, Other major component model # : NULL, Other major component manufacturer : NULL, Other major component model # : NULL, Battery Brand : BYD, SystemId : 342
07-Jan-20 | HBS1457 | BYD B-Box H 10.2(Au) w/ Fronius Symo Hybrid 3.0-3-S, SwitchDin 'smart controller' | 3000 | 10.2 | NULL | NULL | BYD | B-Box H 10.2(Au) | 1 | Fronius | Symo Hybrid 3.0-3-S | SwitchDIN | Droplet | NULL | NULL | NULL | NULL | NULL | NULL | BYD | 343 | Date Added : 07-Jan-20, Reference # : HBS1457, HBS designation : BYD B-Box H 10.2(Au) w/ Fronius Symo Hybrid 3.0-3-S, SwitchDin 'smart controller', Inverter Capacity (Var) : 3000, Useable capacity (kWh) : 10.2, BESS manufacturer : NULL, BESS Model # : NULL, Battery System (BS) Manufacturer : BYD, Battery System (BS) Model # : B-Box H 10.2(Au), Number of BESS/BS in system : 1, Inverter manufacturer : Fronius, Inverter model # : Symo Hybrid 3.0-3-S, Smart controller/meter manufacturer : SwitchDIN, Smart controller/meter model # : Droplet, Current sensor manufacturer : NULL, Current sensor model # : NULL, Other major component manufacturer : NULL, Other major component model # : NULL, Other major component manufacturer : NULL, Other major component model # : NULL, Battery Brand : BYD, SystemId : 343
07-Jan-20 | HBS1458 | BYD B-Box H 11.5(Au) w/ Fronius Symo Hybrid 3.0-3-S, SwitchDin 'smart controller' | 3000 | 11.5 | NULL | NULL | BYD | B-Box H 11.5(Au) | 1 | Fronius | Symo Hybrid 3.0-3-S | SwitchDIN | Droplet | NULL | NULL | NULL | NULL | NULL | NULL | BYD | 344 | Date Added : 07-Jan-20, Reference # : HBS1458, HBS designation : BYD B-Box H 11.5(Au) w/ Fronius Symo Hybrid 3.0-3-S, SwitchDin 'smart controller', Inverter Capacity (Var) : 3000, Useable capacity (kWh) : 11.5, BESS manufacturer : NULL, BESS Model # : NULL, Battery System (BS) Manufacturer : BYD, Battery System (BS) Model # : B-Box H 11.5(Au), Number of BESS/BS in system : 1, Inverter manufacturer : Fronius, Inverter model # : Symo Hybrid 3.0-3-S, Smart controller/meter manufacturer : SwitchDIN, Smart controller/meter model # : Droplet, Current sensor manufacturer : NULL, Current sensor model # : NULL, Other major component manufacturer : NULL, Other major component model # : NULL, Other major component manufacturer : NULL, Other major component model # : NULL, Battery Brand : BYD, SystemId : 344
07-Jan-20 | HBS1459 | BYD B-Box H 6.4(Au) w/ Fronius Symo Hybrid 4.0-3-S, SwitchDin 'smart controller' | 4000 | 6.4 | NULL | NULL | BYD | B-Box H 6.4(Au) | 1 | Fronius | Symo Hybrid 4.0-3-S | SwitchDIN | Droplet | NULL | NULL | NULL | NULL | NULL | NULL | BYD | 345 | Date Added : 07-Jan-20, Reference # : HBS1459, HBS designation : BYD B-Box H 6.4(Au) w/ Fronius Symo Hybrid 4.0-3-S, SwitchDin 'smart controller', Inverter Capacity (Var) : 4000, Useable capacity (kWh) : 6.4, BESS manufacturer : NULL, BESS Model # : NULL, Battery System (BS) Manufacturer : BYD, Battery System (BS) Model # : B-Box H 6.4(Au), Number of BESS/BS in system : 1, Inverter manufacturer : Fronius, Inverter model # : Symo Hybrid 4.0-3-S, Smart controller/meter manufacturer : SwitchDIN, Smart controller/meter model # : Droplet, Current sensor manufacturer : NULL, Current sensor model # : NULL, Other major component manufacturer : NULL, Other major component model # : NULL, Other major component manufacturer : NULL, Other major component model # : NULL, Battery Brand : BYD, SystemId : 345
07-Jan-20 | HBS1460 | BYD B-Box H 7.7(Au) w/ Fronius Symo Hybrid 4.0-3-S, SwitchDin 'smart controller' | 4000 | 7.7 | NULL | NULL | BYD | B-Box H 7.7(Au) | 1 | Fronius | Symo Hybrid 4.0-3-S | SwitchDIN | Droplet | NULL | NULL | NULL | NULL | NULL | NULL | BYD | 346 | Date Added : 07-Jan-20, Reference # : HBS1460, HBS designation : BYD B-Box H 7.7(Au) w/ Fronius Symo Hybrid 4.0-3-S, SwitchDin 'smart controller', Inverter Capacity (Var) : 4000, Useable capacity (kWh) : 7.7, BESS manufacturer : NULL, BESS Model # : NULL, Battery System (BS) Manufacturer : BYD, Battery System (BS) Model # : B-Box H 7.7(Au), Number of BESS/BS in system : 1, Inverter manufacturer : Fronius, Inverter model # : Symo Hybrid 4.0-3-S, Smart controller/meter manufacturer : SwitchDIN, Smart controller/meter model # : Droplet, Current sensor manufacturer : NULL, Current sensor model # : NULL, Other major component manufacturer : NULL, Other major component model # : NULL, Other major component manufacturer : NULL, Other major component model # : NULL, Battery Brand : BYD, SystemId : 346
07-Jan-20 | HBS1461 | BYD B-Box H 9.0(Au) w/ Fronius Symo Hybrid 4.0-3-S, SwitchDin 'smart controller' | 4000 | 9 | NULL | NULL | BYD | B-Box H 9.0(Au) | 1 | Fronius | Symo Hybrid 4.0-3-S | SwitchDIN | Droplet | NULL | NULL | NULL | NULL | NULL | NULL | BYD | 347 | Date Added : 07-Jan-20, Reference # : HBS1461, HBS designation : BYD B-Box H 9.0(Au) w/ Fronius Symo Hybrid 4.0-3-S, SwitchDin 'smart controller', Inverter Capacity (Var) : 4000, Useable capacity (kWh) : 9, BESS manufacturer : NULL, BESS Model # : NULL, Battery System (BS) Manufacturer : BYD, Battery System (BS) Model # : B-Box H 9.0(Au), Number of BESS/BS in system : 1, Inverter manufacturer : Fronius, Inverter model # : Symo Hybrid 4.0-3-S, Smart controller/meter manufacturer : SwitchDIN, Smart controller/meter model # : Droplet, Current sensor manufacturer : NULL, Current sensor model # : NULL, Other major component manufacturer : NULL, Other major component model # : NULL, Other major component manufacturer : NULL, Other major component model # : NULL, Battery Brand : BYD, SystemId : 347
07-Jan-20 | HBS1462 | BYD B-Box H 10.2(Au) w/ Fronius Symo Hybrid 4.0-3-S, SwitchDin 'smart controller' | 4000 | 10.2 | NULL | NULL | BYD | B-Box H 10.2(Au) | 1 | Fronius | Symo Hybrid 4.0-3-S | SwitchDIN | Droplet | NULL | NULL | NULL | NULL | NULL | NULL | BYD | 348 | Date Added : 07-Jan-20, Reference # : HBS1462, HBS designation : BYD B-Box H 10.2(Au) w/ Fronius Symo Hybrid 4.0-3-S, SwitchDin 'smart controller', Inverter Capacity (Var) : 4000, Useable capacity (kWh) : 10.2, BESS manufacturer : NULL, BESS Model # : NULL, Battery System (BS) Manufacturer : BYD, Battery System (BS) Model # : B-Box H 10.2(Au), Number of BESS/BS in system : 1, Inverter manufacturer : Fronius, Inverter model # : Symo Hybrid 4.0-3-S, Smart controller/meter manufacturer : SwitchDIN, Smart controller/meter model # : Droplet, Current sensor manufacturer : NULL, Current sensor model # : NULL, Other major component manufacturer : NULL, Other major component model # : NULL, Other major component manufacturer : NULL, Other major component model # : NULL, Battery Brand : BYD, SystemId : 348
07-Jan-20 | HBS1463 | BYD B-Box H 11.5(Au) w/ Fronius Symo Hybrid 4.0-3-S, SwitchDin 'smart controller' | 4000 | 11.5 | NULL | NULL | BYD | B-Box H 11.5(Au) | 1 | Fronius | Symo Hybrid 4.0-3-S | SwitchDIN | Droplet | NULL | NULL | NULL | NULL | NULL | NULL | BYD | 349 | Date Added : 07-Jan-20, Reference # : HBS1463, HBS designation : BYD B-Box H 11.5(Au) w/ Fronius Symo Hybrid 4.0-3-S, SwitchDin 'smart controller', Inverter Capacity (Var) : 4000, Useable capacity (kWh) : 11.5, BESS manufacturer : NULL, BESS Model # : NULL, Battery System (BS) Manufacturer : BYD, Battery System (BS) Model # : B-Box H 11.5(Au), Number of BESS/BS in system : 1, Inverter manufacturer : Fronius, Inverter model # : Symo Hybrid 4.0-3-S, Smart controller/meter manufacturer : SwitchDIN, Smart controller/meter model # : Droplet, Current sensor manufacturer : NULL, Current sensor model # : NULL, Other major component manufacturer : NULL, Other major component model # : NULL, Other major component manufacturer : NULL, Other major component model # : NULL, Battery Brand : BYD, SystemId : 349
07-Jan-20 | HBS1464 | BYD B-Box H 6.4(Au) w/ Fronius Symo Hybrid 5.0-3-S, SwitchDin 'smart controller' | 5000 | 6.4 | NULL | NULL | BYD | B-Box H 6.4(Au) | 1 | Fronius | Symo Hybrid 5.0-3-S | SwitchDIN | Droplet | NULL | NULL | NULL | NULL | NULL | NULL | BYD | 350 | Date Added : 07-Jan-20, Reference # : HBS1464, HBS designation : BYD B-Box H 6.4(Au) w/ Fronius Symo Hybrid 5.0-3-S, SwitchDin 'smart controller', Inverter Capacity (Var) : 5000, Useable capacity (kWh) : 6.4, BESS manufacturer : NULL, BESS Model # : NULL, Battery System (BS) Manufacturer : BYD, Battery System (BS) Model # : B-Box H 6.4(Au), Number of BESS/BS in system : 1, Inverter manufacturer : Fronius, Inverter model # : Symo Hybrid 5.0-3-S, Smart controller/meter manufacturer : SwitchDIN, Smart controller/meter model # : Droplet, Current sensor manufacturer : NULL, Current sensor model # : NULL, Other major component manufacturer : NULL, Other major component model # : NULL, Other major component manufacturer : NULL, Other major component model # : NULL, Battery Brand : BYD, SystemId : 350
07-Jan-20 | HBS1465 | BYD B-Box H 7.7(Au) w/ Fronius Symo Hybrid 5.0-3-S, SwitchDin 'smart controller' | 5000 | 7.7 | NULL | NULL | BYD | B-Box H 7.7(Au) | 1 | Fronius | Symo Hybrid 5.0-3-S | SwitchDIN | Droplet | NULL | NULL | NULL | NULL | NULL | NULL | BYD | 351 | Date Added : 07-Jan-20, Reference # : HBS1465, HBS designation : BYD B-Box H 7.7(Au) w/ Fronius Symo Hybrid 5.0-3-S, SwitchDin 'smart controller', Inverter Capacity (Var) : 5000, Useable capacity (kWh) : 7.7, BESS manufacturer : NULL, BESS Model # : NULL, Battery System (BS) Manufacturer : BYD, Battery System (BS) Model # : B-Box H 7.7(Au), Number of BESS/BS in system : 1, Inverter manufacturer : Fronius, Inverter model # : Symo Hybrid 5.0-3-S, Smart controller/meter manufacturer : SwitchDIN, Smart controller/meter model # : Droplet, Current sensor manufacturer : NULL, Current sensor model # : NULL, Other major component manufacturer : NULL, Other major component model # : NULL, Other major component manufacturer : NULL, Other major component model # : NULL, Battery Brand : BYD, SystemId : 351
07-Jan-20 | HBS1466 | BYD B-Box H 9.0(Au) w/ Fronius Symo Hybrid 5.0-3-S, SwitchDin 'smart controller' | 5000 | 9 | NULL | NULL | BYD | B-Box H 9.0(Au) | 1 | Fronius | Symo Hybrid 5.0-3-S | SwitchDIN | Droplet | NULL | NULL | NULL | NULL | NULL | NULL | BYD | 352 | Date Added : 07-Jan-20, Reference # : HBS1466, HBS designation : BYD B-Box H 9.0(Au) w/ Fronius Symo Hybrid 5.0-3-S, SwitchDin 'smart controller', Inverter Capacity (Var) : 5000, Useable capacity (kWh) : 9, BESS manufacturer : NULL, BESS Model # : NULL, Battery System (BS) Manufacturer : BYD, Battery System (BS) Model # : B-Box H 9.0(Au), Number of BESS/BS in system : 1, Inverter manufacturer : Fronius, Inverter model # : Symo Hybrid 5.0-3-S, Smart controller/meter manufacturer : SwitchDIN, Smart controller/meter model # : Droplet, Current sensor manufacturer : NULL, Current sensor model # : NULL, Other major component manufacturer : NULL, Other major component model # : NULL, Other major component manufacturer : NULL, Other major component model # : NULL, Battery Brand : BYD, SystemId : 352
07-Jan-20 | HBS1467 | BYD B-Box H 10.2(Au) w/ Fronius Symo Hybrid 5.0-3-S, SwitchDin 'smart controller' | 5000 | 10.2 | NULL | NULL | BYD | B-Box H 10.2(Au) | 1 | Fronius | Symo Hybrid 5.0-3-S | SwitchDIN | Droplet | NULL | NULL | NULL | NULL | NULL | NULL | BYD | 353 | Date Added : 07-Jan-20, Reference # : HBS1467, HBS designation : BYD B-Box H 10.2(Au) w/ Fronius Symo Hybrid 5.0-3-S, SwitchDin 'smart controller', Inverter Capacity (Var) : 5000, Useable capacity (kWh) : 10.2, BESS manufacturer : NULL, BESS Model # : NULL, Battery System (BS) Manufacturer : BYD, Battery System (BS) Model # : B-Box H 10.2(Au), Number of BESS/BS in system : 1, Inverter manufacturer : Fronius, Inverter model # : Symo Hybrid 5.0-3-S, Smart controller/meter manufacturer : SwitchDIN, Smart controller/meter model # : Droplet, Current sensor manufacturer : NULL, Current sensor model # : NULL, Other major component manufacturer : NULL, Other major component model # : NULL, Other major component manufacturer : NULL, Other major component model # : NULL, Battery Brand : BYD, SystemId : 353
07-Jan-20 | HBS1468 | BYD B-Box H 11.5(Au) w/ Fronius Symo Hybrid 5.0-3-S, SwitchDin 'smart controller' | 5000 | 11.5 | NULL | NULL | BYD | B-Box H 11.5(Au) | 1 | Fronius | Symo Hybrid 5.0-3-S | SwitchDIN | Droplet | NULL | NULL | NULL | NULL | NULL | NULL | BYD | 354 | Date Added : 07-Jan-20, Reference # : HBS1468, HBS designation : BYD B-Box H 11.5(Au) w/ Fronius Symo Hybrid 5.0-3-S, SwitchDin 'smart controller', Inverter Capacity (Var) : 5000, Useable capacity (kWh) : 11.5, BESS manufacturer : NULL, BESS Model # : NULL, Battery System (BS) Manufacturer : BYD, Battery System (BS) Model # : B-Box H 11.5(Au), Number of BESS/BS in system : 1, Inverter manufacturer : Fronius, Inverter model # : Symo Hybrid 5.0-3-S, Smart controller/meter manufacturer : SwitchDIN, Smart controller/meter model # : Droplet, Current sensor manufacturer : NULL, Current sensor model # : NULL, Other major component manufacturer : NULL, Other major component model # : NULL, Other major component manufacturer : NULL, Other major component model # : NULL, Battery Brand : BYD, SystemId : 354
07-Jan-20 | HBS1451 | LG Chem RESU10H w/ Fronius Symo Hybrid 3.0-3-S, SwitchDin 'smart controller' | 3000 | 9.3 | NULL | NULL | LGChem | RESU10H-R | 1 | Fronius | Symo Hybrid 3.0-3-S | SwitchDIN | Droplet | NULL | NULL | NULL | NULL | NULL | NULL | LGChem | 337 | Date Added : 07-Jan-20, Reference # : HBS1451, HBS designation : LG Chem RESU10H w/ Fronius Symo Hybrid 3.0-3-S, SwitchDin 'smart controller', Inverter Capacity (Var) : 3000, Useable capacity (kWh) : 9.3, BESS manufacturer : NULL, BESS Model # : NULL, Battery System (BS) Manufacturer : LGChem, Battery System (BS) Model # : RESU10H-R, Number of BESS/BS in system : 1, Inverter manufacturer : Fronius, Inverter model # : Symo Hybrid 3.0-3-S, Smart controller/meter manufacturer : SwitchDIN, Smart controller/meter model # : Droplet, Current sensor manufacturer : NULL, Current sensor model # : NULL, Other major component manufacturer : NULL, Other major component model # : NULL, Other major component manufacturer : NULL, Other major component model # : NULL, Battery Brand : LGChem, SystemId : 337
07-Jan-20 | HBS1452 | LG Chem RESU10H w/ Fronius Symo Hybrid 4.0-3-S, SwitchDin 'smart controller' | 4000 | 9.3 | NULL | NULL | LGChem | RESU10H-R | 1 | Fronius | Symo Hybrid 4.0-3-S | SwitchDIN | Droplet | NULL | NULL | NULL | NULL | NULL | NULL | LGChem | 338 | Date Added : 07-Jan-20, Reference # : HBS1452, HBS designation : LG Chem RESU10H w/ Fronius Symo Hybrid 4.0-3-S, SwitchDin 'smart controller', Inverter Capacity (Var) : 4000, Useable capacity (kWh) : 9.3, BESS manufacturer : NULL, BESS Model # : NULL, Battery System (BS) Manufacturer : LGChem, Battery System (BS) Model # : RESU10H-R, Number of BESS/BS in system : 1, Inverter manufacturer : Fronius, Inverter model # : Symo Hybrid 4.0-3-S, Smart controller/meter manufacturer : SwitchDIN, Smart controller/meter model # : Droplet, Current sensor manufacturer : NULL, Current sensor model # : NULL, Other major component manufacturer : NULL, Other major component model # : NULL, Other major component manufacturer : NULL, Other major component model # : NULL, Battery Brand : LGChem, SystemId : 338
07-Jan-20 | HBS1453 | LG Chem RESU10H w/ Fronius Symo Hybrid 5.0-3-S, SwitchDin 'smart controller' | 5000 | 9.3 | NULL | NULL | LGChem | RESU10H-R | 1 | Fronius | Symo Hybrid 5.0-3-S | SwitchDIN | Droplet | NULL | NULL | NULL | NULL | NULL | NULL | LGChem | 339 | Date Added : 07-Jan-20, Reference # : HBS1453, HBS designation : LG Chem RESU10H w/ Fronius Symo Hybrid 5.0-3-S, SwitchDin 'smart controller', Inverter Capacity (Var) : 5000, Useable capacity (kWh) : 9.3, BESS manufacturer : NULL, BESS Model # : NULL, Battery System (BS) Manufacturer : LGChem, Battery System (BS) Model # : RESU10H-R, Number of BESS/BS in system : 1, Inverter manufacturer : Fronius, Inverter model # : Symo Hybrid 5.0-3-S, Smart controller/meter manufacturer : SwitchDIN, Smart controller/meter model # : Droplet, Current sensor manufacturer : NULL, Current sensor model # : NULL, Other major component manufacturer : NULL, Other major component model # : NULL, Other major component manufacturer : NULL, Other major component model # : NULL, Battery Brand : LGChem, SystemId : 339
30-Jan-20 | HBS1447 | Ingeteam Sun Storage 6TL w/ Pylontech PowerCube-X1-48/240V | 5000 | 10.8 | NULL | NULL | Pylontech | PowerCube-X1-48/240V | 1 | Ingeteam Power Technology SA | Sun Storage 6TL | NULL | NULL | NULL | NULL | NULL | NULL | NULL | NULL | Pylontech | 355 | Date Added : 30-Jan-20, Reference # : HBS1447, HBS designation : Ingeteam Sun Storage 6TL w/ Pylontech PowerCube-X1-48/240V, Inverter Capacity (Var) : 5000, Useable capacity (kWh) : 10.8, BESS manufacturer : NULL, BESS Model # : NULL, Battery System (BS) Manufacturer : Pylontech, Battery System (BS) Model # : PowerCube-X1-48/240V, Number of BESS/BS in system : 1, Inverter manufacturer : Ingeteam Power Technology SA, Inverter model # : Sun Storage 6TL, Smart controller/meter manufacturer : NULL, Smart controller/meter model # : NULL, Current sensor manufacturer : NULL, Current sensor model # : NULL, Other major component manufacturer : NULL, Other major component model # : NULL, Other major component manufacturer : NULL, Other major component model # : NULL, Battery Brand : Pylontech, SystemId : 355
30-Jan-20 | HBS1448 | Ingeteam Sun Storage 6TL w/ Pylontech PowerCube-X1-48/192V | 5000 | 8.6 | NULL | NULL | Pylontech | PowerCube-X1-48/192V | 1 | Ingeteam Power Technology SA | Sun Storage 6TL | NULL | NULL | NULL | NULL | NULL | NULL | NULL | NULL | Pylontech | 356 | Date Added : 30-Jan-20, Reference # : HBS1448, HBS designation : Ingeteam Sun Storage 6TL w/ Pylontech PowerCube-X1-48/192V, Inverter Capacity (Var) : 5000, Useable capacity (kWh) : 8.6, BESS manufacturer : NULL, BESS Model # : NULL, Battery System (BS) Manufacturer : Pylontech, Battery System (BS) Model # : PowerCube-X1-48/192V, Number of BESS/BS in system : 1, Inverter manufacturer : Ingeteam Power Technology SA, Inverter model # : Sun Storage 6TL, Smart controller/meter manufacturer : NULL, Smart controller/meter model # : NULL, Current sensor manufacturer : NULL, Current sensor model # : NULL, Other major component manufacturer : NULL, Other major component model # : NULL, Other major component manufacturer : NULL, Other major component model # : NULL, Battery Brand : Pylontech, SystemId : 356
30-Jan-20 | HBS1449 | Ingeteam Sun Storage 6TL Basic w/ Pylontech PowerCube-X1-48/240V | 6000 | 10.8 | NULL | NULL | Pylontech | PowerCube-X1-48/240V | 1 | Ingeteam Power Technology SA | Sun Storage 6TL Basic | NULL | NULL | NULL | NULL | NULL | NULL | NULL | NULL | Pylontech | 357 | Date Added : 30-Jan-20, Reference # : HBS1449, HBS designation : Ingeteam Sun Storage 6TL Basic w/ Pylontech PowerCube-X1-48/240V, Inverter Capacity (Var) : 6000, Useable capacity (kWh) : 10.8, BESS manufacturer : NULL, BESS Model # : NULL, Battery System (BS) Manufacturer : Pylontech, Battery System (BS) Model # : PowerCube-X1-48/240V, Number of BESS/BS in system : 1, Inverter manufacturer : Ingeteam Power Technology SA, Inverter model # : Sun Storage 6TL Basic, Smart controller/meter manufacturer : NULL, Smart controller/meter model # : NULL, Current sensor manufacturer : NULL, Current sensor model # : NULL, Other major component manufacturer : NULL, Other major component model # : NULL, Other major component manufacturer : NULL, Other major component model # : NULL, Battery Brand : Pylontech, SystemId : 357
30-Jan-20 | HBS1450 | Ingeteam Sun Storage 6TL Basic w/ Pylontech PowerCube-X1-48/192V | 6000 | 8.6 | NULL | NULL | Pylontech | PowerCube-X1-48/192V | 1 | Ingeteam Power Technology SA | Sun Storage 6TL Basic | NULL | NULL | NULL | NULL | NULL | NULL | NULL | NULL | Pylontech | 358 | Date Added : 30-Jan-20, Reference # : HBS1450, HBS designation : Ingeteam Sun Storage 6TL Basic w/ Pylontech PowerCube-X1-48/192V, Inverter Capacity (Var) : 6000, Useable capacity (kWh) : 8.6, BESS manufacturer : NULL, BESS Model # : NULL, Battery System (BS) Manufacturer : Pylontech, Battery System (BS) Model # : PowerCube-X1-48/192V, Number of BESS/BS in system : 1, Inverter manufacturer : Ingeteam Power Technology SA, Inverter model # : Sun Storage 6TL Basic, Smart controller/meter manufacturer : NULL, Smart controller/meter model # : NULL, Current sensor manufacturer : NULL, Current sensor model # : NULL, Other major component manufacturer : NULL, Other major component model # : NULL, Other major component manufacturer : NULL, Other major component model # : NULL, Battery Brand : Pylontech, SystemId : 358
06-Feb-20 | HBS1470 | BYD B-Box H 11.5(Au) w/ GoodWe GW10KL-ET, SwitchDin 'smart controller' | 10000 | 11.5 | NULL | NULL | BYD | B-Box H 11.5(Au) | 1 | GoodWe | GW10KL-ET | SwitchDIN | Droplet | NULL | NULL | NULL | NULL | NULL | NULL | BYD | 359 | Date Added : 06-Feb-20, Reference # : HBS1470, HBS designation : BYD B-Box H 11.5(Au) w/ GoodWe GW10KL-ET, SwitchDin 'smart controller', Inverter Capacity (Var) : 10000, Useable capacity (kWh) : 11.5, BESS manufacturer : NULL, BESS Model # : NULL, Battery System (BS) Manufacturer : BYD, Battery System (BS) Model # : B-Box H 11.5(Au), Number of BESS/BS in system : 1, Inverter manufacturer : GoodWe, Inverter model # : GW10KL-ET, Smart controller/meter manufacturer : SwitchDIN, Smart controller/meter model # : Droplet, Current sensor manufacturer : NULL, Current sensor model # : NULL, Other major component manufacturer : NULL, Other major component model # : NULL, Other major component manufacturer : NULL, Other major component model # : NULL, Battery Brand : BYD, SystemId : 359
11-Feb-20 | HBS1486 | Pylontech US2000 Plus (6 off) w/ SOFAR ME3000SP inverter, SwitchDin 'smart controller' | 3000 | 13.2 | NULL | NULL | Pylontech | US2000 Plus | 6 | Shenzhen SOFAR SOLAR Co Ltd | ME 3000SP | SwitchDIN | Droplet | NULL | NULL | Pylontech | Battery cabinet | NULL | NULL | Pylontech | 360 | Date Added : 11-Feb-20, Reference # : HBS1486, HBS designation : Pylontech US2000 Plus (6 off) w/ SOFAR ME3000SP inverter, SwitchDin 'smart controller', Inverter Capacity (Var) : 3000, Useable capacity (kWh) : 13.2, BESS manufacturer : NULL, BESS Model # : NULL, Battery System (BS) Manufacturer : Pylontech, Battery System (BS) Model # : US2000 Plus, Number of BESS/BS in system : 6, Inverter manufacturer : Shenzhen SOFAR SOLAR Co Ltd, Inverter model # : ME 3000SP, Smart controller/meter manufacturer : SwitchDIN, Smart controller/meter model # : Droplet, Current sensor manufacturer : NULL, Current sensor model # : NULL, Other major component manufacturer : Pylontech, Other major component model # : Battery cabinet, Other major component manufacturer : NULL, Other major component model # : NULL, Battery Brand : Pylontech, SystemId : 360
27-Feb-20 | HBS1532 | BYD B-Box H 5.1 (Au) w/ SMA SBS5.0-10, Reposit Infinite | 5000 | 5.1 | NULL | NULL | BYD | B-Box H 5.1 (Au) | 1 | SMA | SBS5.0-10 | Reposit | Reposit controller 2.0 series | NULL | NULL | Reposit | Reposit Infinite | NULL | NULL | BYD | 361 | Date Added : 27-Feb-20, Reference # : HBS1532, HBS designation : BYD B-Box H 5.1 (Au) w/ SMA SBS5.0-10, Reposit Infinite, Inverter Capacity (Var) : 5000, Useable capacity (kWh) : 5.1, BESS manufacturer : NULL, BESS Model # : NULL, Battery System (BS) Manufacturer : BYD, Battery System (BS) Model # : B-Box H 5.1 (Au), Number of BESS/BS in system : 1, Inverter manufacturer : SMA, Inverter model # : SBS5.0-10, Smart controller/meter manufacturer : Reposit, Smart controller/meter model # : Reposit controller 2.0 series, Current sensor manufacturer : NULL, Current sensor model # : NULL, Other major component manufacturer : Reposit, Other major component model # : Reposit Infinite, Other major component manufacturer : NULL, Other major component model # : NULL, Battery Brand : BYD, SystemId : 361
27-Feb-20 | HBS1533 | BYD B-Box H 5.1 (Au) w/ SMA SBS2.5-1VL-10, Reposit Infinite | 2500 | 5.1 | NULL | NULL | BYD | B-Box H 5.1 (Au) | 1 | SMA | SBS2.5-1VL-10 | Reposit | Reposit controller 2.0 series | NULL | NULL | Reposit | Reposit Infinite | NULL | NULL | BYD | 362 | Date Added : 27-Feb-20, Reference # : HBS1533, HBS designation : BYD B-Box H 5.1 (Au) w/ SMA SBS2.5-1VL-10, Reposit Infinite, Inverter Capacity (Var) : 2500, Useable capacity (kWh) : 5.1, BESS manufacturer : NULL, BESS Model # : NULL, Battery System (BS) Manufacturer : BYD, Battery System (BS) Model # : B-Box H 5.1 (Au), Number of BESS/BS in system : 1, Inverter manufacturer : SMA, Inverter model # : SBS2.5-1VL-10, Smart controller/meter manufacturer : Reposit, Smart controller/meter model # : Reposit controller 2.0 series, Current sensor manufacturer : NULL, Current sensor model # : NULL, Other major component manufacturer : Reposit, Other major component model # : Reposit Infinite, Other major component manufacturer : NULL, Other major component model # : NULL, Battery Brand : BYD, SystemId : 362
27-Feb-20 | HBS1534 | BYD B-Box H 6.4 (Au) w/ SMA SBS5.0-10, Reposit Infinite | 5000 | 6.4 | NULL | NULL | BYD | B-Box H 6.4(Au) | 1 | SMA | SBS5.0-10 | Reposit | Reposit controller 2.0 series | NULL | NULL | Reposit | Reposit Infinite | NULL | NULL | BYD | 363 | Date Added : 27-Feb-20, Reference # : HBS1534, HBS designation : BYD B-Box H 6.4 (Au) w/ SMA SBS5.0-10, Reposit Infinite, Inverter Capacity (Var) : 5000, Useable capacity (kWh) : 6.4, BESS manufacturer : NULL, BESS Model # : NULL, Battery System (BS) Manufacturer : BYD, Battery System (BS) Model # : B-Box H 6.4(Au), Number of BESS/BS in system : 1, Inverter manufacturer : SMA, Inverter model # : SBS5.0-10, Smart controller/meter manufacturer : Reposit, Smart controller/meter model # : Reposit controller 2.0 series, Current sensor manufacturer : NULL, Current sensor model # : NULL, Other major component manufacturer : Reposit, Other major component model # : Reposit Infinite, Other major component manufacturer : NULL, Other major component model # : NULL, Battery Brand : BYD, SystemId : 363
27-Feb-20 | HBS1535 | BYD B-Box H 6.4 (Au) w/ SMA SBS2.5-1VL-10, Reposit Infinite | 2500 | 6.4 | NULL | NULL | BYD | B-Box H 6.4(Au) | 1 | SMA | SBS2.5-1VL-10 | Reposit | Reposit controller 2.0 series | NULL | NULL | Reposit | Reposit Infinite | NULL | NULL | BYD | 364 | Date Added : 27-Feb-20, Reference # : HBS1535, HBS designation : BYD B-Box H 6.4 (Au) w/ SMA SBS2.5-1VL-10, Reposit Infinite, Inverter Capacity (Var) : 2500, Useable capacity (kWh) : 6.4, BESS manufacturer : NULL, BESS Model # : NULL, Battery System (BS) Manufacturer : BYD, Battery System (BS) Model # : B-Box H 6.4(Au), Number of BESS/BS in system : 1, Inverter manufacturer : SMA, Inverter model # : SBS2.5-1VL-10, Smart controller/meter manufacturer : Reposit, Smart controller/meter model # : Reposit controller 2.0 series, Current sensor manufacturer : NULL, Current sensor model # : NULL, Other major component manufacturer : Reposit, Other major component model # : Reposit Infinite, Other major component manufacturer : NULL, Other major component model # : NULL, Battery Brand : BYD, SystemId : 364
27-Feb-20 | HBS1536 | BYD B-Box H 7.7 (Au) w/ SMA SBS5.0-10, Reposit Infinite | 5000 | 7.7 | NULL | NULL | BYD | B-Box H 7.7(Au) | 1 | SMA | SBS5.0-10 | Reposit | Reposit controller 2.0 series | NULL | NULL | Reposit | Reposit Infinite | NULL | NULL | BYD | 365 | Date Added : 27-Feb-20, Reference # : HBS1536, HBS designation : BYD B-Box H 7.7 (Au) w/ SMA SBS5.0-10, Reposit Infinite, Inverter Capacity (Var) : 5000, Useable capacity (kWh) : 7.7, BESS manufacturer : NULL, BESS Model # : NULL, Battery System (BS) Manufacturer : BYD, Battery System (BS) Model # : B-Box H 7.7(Au), Number of BESS/BS in system : 1, Inverter manufacturer : SMA, Inverter model # : SBS5.0-10, Smart controller/meter manufacturer : Reposit, Smart controller/meter model # : Reposit controller 2.0 series, Current sensor manufacturer : NULL, Current sensor model # : NULL, Other major component manufacturer : Reposit, Other major component model # : Reposit Infinite, Other major component manufacturer : NULL, Other major component model # : NULL, Battery Brand : BYD, SystemId : 365
27-Feb-20 | HBS1537 | BYD B-Box H 7.7 (Au) w/ SMA SBS2.5-1VL-10, Reposit Infinite | 2500 | 7.7 | NULL | NULL | BYD | B-Box H 7.7(Au) | 1 | SMA | SBS2.5-1VL-10 | Reposit | Reposit controller 2.0 series | NULL | NULL | Reposit | Reposit Infinite | NULL | NULL | BYD | 366 | Date Added : 27-Feb-20, Reference # : HBS1537, HBS designation : BYD B-Box H 7.7 (Au) w/ SMA SBS2.5-1VL-10, Reposit Infinite, Inverter Capacity (Var) : 2500, Useable capacity (kWh) : 7.7, BESS manufacturer : NULL, BESS Model # : NULL, Battery System (BS) Manufacturer : BYD, Battery System (BS) Model # : B-Box H 7.7(Au), Number of BESS/BS in system : 1, Inverter manufacturer : SMA, Inverter model # : SBS2.5-1VL-10, Smart controller/meter manufacturer : Reposit, Smart controller/meter model # : Reposit controller 2.0 series, Current sensor manufacturer : NULL, Current sensor model # : NULL, Other major component manufacturer : Reposit, Other major component model # : Reposit Infinite, Other major component manufacturer : NULL, Other major component model # : NULL, Battery Brand : BYD, SystemId : 366
27-Feb-20 | HBS1538 | BYD B-Box H 9.0 (Au) w/ SMA SBS5.0-10, Reposit Infinite | 5000 | 9 | NULL | NULL | BYD | B-Box H 9.0(Au) | 1 | SMA | SBS5.0-10 | Reposit | Reposit controller 2.0 series | NULL | NULL | Reposit | Reposit Infinite | NULL | NULL | BYD | 367 | Date Added : 27-Feb-20, Reference # : HBS1538, HBS designation : BYD B-Box H 9.0 (Au) w/ SMA SBS5.0-10, Reposit Infinite, Inverter Capacity (Var) : 5000, Useable capacity (kWh) : 9, BESS manufacturer : NULL, BESS Model # : NULL, Battery System (BS) Manufacturer : BYD, Battery System (BS) Model # : B-Box H 9.0(Au), Number of BESS/BS in system : 1, Inverter manufacturer : SMA, Inverter model # : SBS5.0-10, Smart controller/meter manufacturer : Reposit, Smart controller/meter model # : Reposit controller 2.0 series, Current sensor manufacturer : NULL, Current sensor model # : NULL, Other major component manufacturer : Reposit, Other major component model # : Reposit Infinite, Other major component manufacturer : NULL, Other major component model # : NULL, Battery Brand : BYD, SystemId : 367
27-Feb-20 | HBS1539 | BYD B-Box H 9.0 (Au) w/ SMA SBS2.5-1VL-10, Reposit Infinite | 2500 | 9 | NULL | NULL | BYD | B-Box H 9.0(Au) | 1 | SMA | SBS2.5-1VL-10 | Reposit | Reposit controller 2.0 series | NULL | NULL | Reposit | Reposit Infinite | NULL | NULL | BYD | 368 | Date Added : 27-Feb-20, Reference # : HBS1539, HBS designation : BYD B-Box H 9.0 (Au) w/ SMA SBS2.5-1VL-10, Reposit Infinite, Inverter Capacity (Var) : 2500, Useable capacity (kWh) : 9, BESS manufacturer : NULL, BESS Model # : NULL, Battery System (BS) Manufacturer : BYD, Battery System (BS) Model # : B-Box H 9.0(Au), Number of BESS/BS in system : 1, Inverter manufacturer : SMA, Inverter model # : SBS2.5-1VL-10, Smart controller/meter manufacturer : Reposit, Smart controller/meter model # : Reposit controller 2.0 series, Current sensor manufacturer : NULL, Current sensor model # : NULL, Other major component manufacturer : Reposit, Other major component model # : Reposit Infinite, Other major component manufacturer : NULL, Other major component model # : NULL, Battery Brand : BYD, SystemId : 368
27-Feb-20 | HBS1540 | BYD B-Box H 10.2 (Au) w/ SMA SBS5.0-10, Reposit Infinite | 5000 | 10.2 | NULL | NULL | BYD | B-Box H 10.2(Au) | 1 | SMA | SBS5.0-10 | Reposit | Reposit controller 2.0 series | NULL | NULL | Reposit | Reposit Infinite | NULL | NULL | BYD | 369 | Date Added : 27-Feb-20, Reference # : HBS1540, HBS designation : BYD B-Box H 10.2 (Au) w/ SMA SBS5.0-10, Reposit Infinite, Inverter Capacity (Var) : 5000, Useable capacity (kWh) : 10.2, BESS manufacturer : NULL, BESS Model # : NULL, Battery System (BS) Manufacturer : BYD, Battery System (BS) Model # : B-Box H 10.2(Au), Number of BESS/BS in system : 1, Inverter manufacturer : SMA, Inverter model # : SBS5.0-10, Smart controller/meter manufacturer : Reposit, Smart controller/meter model # : Reposit controller 2.0 series, Current sensor manufacturer : NULL, Current sensor model # : NULL, Other major component manufacturer : Reposit, Other major component model # : Reposit Infinite, Other major component manufacturer : NULL, Other major component model # : NULL, Battery Brand : BYD, SystemId : 369
27-Feb-20 | HBS1541 | BYD B-Box H 10.2 (Au) w/ SMA SBS2.5-1VL-10, Reposit Infinite | 2500 | 10.2 | NULL | NULL | BYD | B-Box H 10.2(Au) | 1 | SMA | SBS2.5-1VL-10 | Reposit | Reposit controller 2.0 series | NULL | NULL | Reposit | Reposit Infinite | NULL | NULL | BYD | 370 | Date Added : 27-Feb-20, Reference # : HBS1541, HBS designation : BYD B-Box H 10.2 (Au) w/ SMA SBS2.5-1VL-10, Reposit Infinite, Inverter Capacity (Var) : 2500, Useable capacity (kWh) : 10.2, BESS manufacturer : NULL, BESS Model # : NULL, Battery System (BS) Manufacturer : BYD, Battery System (BS) Model # : B-Box H 10.2(Au), Number of BESS/BS in system : 1, Inverter manufacturer : SMA, Inverter model # : SBS2.5-1VL-10, Smart controller/meter manufacturer : Reposit, Smart controller/meter model # : Reposit controller 2.0 series, Current sensor manufacturer : NULL, Current sensor model # : NULL, Other major component manufacturer : Reposit, Other major component model # : Reposit Infinite, Other major component manufacturer : NULL, Other major component model # : NULL, Battery Brand : BYD, SystemId : 370
27-Feb-20 | HBS1542 | BYD B-Box H 11.5 (Au) w/ SMA SBS5.0-10, Reposit Infinite | 5000 | 11.5 | NULL | NULL | BYD | B-Box H 11.5(Au) | 1 | SMA | SBS5.0-10 | Reposit | Reposit controller 2.0 series | NULL | NULL | Reposit | Reposit Infinite | NULL | NULL | BYD | 371 | Date Added : 27-Feb-20, Reference # : HBS1542, HBS designation : BYD B-Box H 11.5 (Au) w/ SMA SBS5.0-10, Reposit Infinite, Inverter Capacity (Var) : 5000, Useable capacity (kWh) : 11.5, BESS manufacturer : NULL, BESS Model # : NULL, Battery System (BS) Manufacturer : BYD, Battery System (BS) Model # : B-Box H 11.5(Au), Number of BESS/BS in system : 1, Inverter manufacturer : SMA, Inverter model # : SBS5.0-10, Smart controller/meter manufacturer : Reposit, Smart controller/meter model # : Reposit controller 2.0 series, Current sensor manufacturer : NULL, Current sensor model # : NULL, Other major component manufacturer : Reposit, Other major component model # : Reposit Infinite, Other major component manufacturer : NULL, Other major component model # : NULL, Battery Brand : BYD, SystemId : 371
27-Feb-20 | HBS1543 | BYD B-Box H 11.5 (Au) w/ SMA SBS2.5-1VL-10, Reposit Infinite | 2500 | 11.5 | NULL | NULL | BYD | B-Box H 11.5(Au) | 1 | SMA | SBS2.5-1VL-10 | Reposit | Reposit controller 2.0 series | NULL | NULL | Reposit | Reposit Infinite | NULL | NULL | BYD | 372 | Date Added : 27-Feb-20, Reference # : HBS1543, HBS designation : BYD B-Box H 11.5 (Au) w/ SMA SBS2.5-1VL-10, Reposit Infinite, Inverter Capacity (Var) : 2500, Useable capacity (kWh) : 11.5, BESS manufacturer : NULL, BESS Model # : NULL, Battery System (BS) Manufacturer : BYD, Battery System (BS) Model # : B-Box H 11.5(Au), Number of BESS/BS in system : 1, Inverter manufacturer : SMA, Inverter model # : SBS2.5-1VL-10, Smart controller/meter manufacturer : Reposit, Smart controller/meter model # : Reposit controller 2.0 series, Current sensor manufacturer : NULL, Current sensor model # : NULL, Other major component manufacturer : Reposit, Other major component model # : Reposit Infinite, Other major component manufacturer : NULL, Other major component model # : NULL, Battery Brand : BYD, SystemId : 372
27-Feb-20 | HBS1544 | BYD B-Box Pro 2.5 w/ GoodWe GW5048D-ES inverter | 4950 | 2.6 | NULL | NULL | BYD | BYD B-Box Pro 2.5 | 1 | GoodWe | GW5048D-ES | NULL | NULL | NULL | NULL | NULL | NULL | NULL | NULL | BYD | 373 | Date Added : 27-Feb-20, Reference # : HBS1544, HBS designation : BYD B-Box Pro 2.5 w/ GoodWe GW5048D-ES inverter, Inverter Capacity (Var) : 4950, Useable capacity (kWh) : 2.6, BESS manufacturer : NULL, BESS Model # : NULL, Battery System (BS) Manufacturer : BYD, Battery System (BS) Model # : BYD B-Box Pro 2.5, Number of BESS/BS in system : 1, Inverter manufacturer : GoodWe, Inverter model # : GW5048D-ES, Smart controller/meter manufacturer : NULL, Smart controller/meter model # : NULL, Current sensor manufacturer : NULL, Current sensor model # : NULL, Other major component manufacturer : NULL, Other major component model # : NULL, Other major component manufacturer : NULL, Other major component model # : NULL, Battery Brand : BYD, SystemId : 373
27-Feb-20 | HBS1545 | BYD B-Box Pro 5.0 w/ GoodWe GW5048D-ES inverter | 4950 | 5.1 | NULL | NULL | BYD | BYD B-Box Pro 5.0 | 1 | GoodWe | GW5048D-ES | NULL | NULL | NULL | NULL | NULL | NULL | NULL | NULL | BYD | 374 | Date Added : 27-Feb-20, Reference # : HBS1545, HBS designation : BYD B-Box Pro 5.0 w/ GoodWe GW5048D-ES inverter, Inverter Capacity (Var) : 4950, Useable capacity (kWh) : 5.1, BESS manufacturer : NULL, BESS Model # : NULL, Battery System (BS) Manufacturer : BYD, Battery System (BS) Model # : BYD B-Box Pro 5.0, Number of BESS/BS in system : 1, Inverter manufacturer : GoodWe, Inverter model # : GW5048D-ES, Smart controller/meter manufacturer : NULL, Smart controller/meter model # : NULL, Current sensor manufacturer : NULL, Current sensor model # : NULL, Other major component manufacturer : NULL, Other major component model # : NULL, Other major component manufacturer : NULL, Other major component model # : NULL, Battery Brand : BYD, SystemId : 374
27-Feb-20 | HBS1546 | BYD B-Box Pro 7.5 w/ GoodWe GW5048D-ES inverter | 4950 | 7.7 | NULL | NULL | BYD | BYD B-Box Pro 7.5 | 1 | GoodWe | GW5048D-ES | NULL | NULL | NULL | NULL | NULL | NULL | NULL | NULL | BYD | 375 | Date Added : 27-Feb-20, Reference # : HBS1546, HBS designation : BYD B-Box Pro 7.5 w/ GoodWe GW5048D-ES inverter, Inverter Capacity (Var) : 4950, Useable capacity (kWh) : 7.7, BESS manufacturer : NULL, BESS Model # : NULL, Battery System (BS) Manufacturer : BYD, Battery System (BS) Model # : BYD B-Box Pro 7.5, Number of BESS/BS in system : 1, Inverter manufacturer : GoodWe, Inverter model # : GW5048D-ES, Smart controller/meter manufacturer : NULL, Smart controller/meter model # : NULL, Current sensor manufacturer : NULL, Current sensor model # : NULL, Other major component manufacturer : NULL, Other major component model # : NULL, Other major component manufacturer : NULL, Other major component model # : NULL, Battery Brand : BYD, SystemId : 375
27-Feb-20 | HBS1547 | BYD B-Box Pro 10.0 w/ GoodWe GW5048D-ES inverter | 4950 | 10.2 | NULL | NULL | BYD | BYD B-Box Pro 10.0 | 1 | GoodWe | GW5048D-ES | NULL | NULL | NULL | NULL | NULL | NULL | NULL | NULL | BYD | 376 | Date Added : 27-Feb-20, Reference # : HBS1547, HBS designation : BYD B-Box Pro 10.0 w/ GoodWe GW5048D-ES inverter, Inverter Capacity (Var) : 4950, Useable capacity (kWh) : 10.2, BESS manufacturer : NULL, BESS Model # : NULL, Battery System (BS) Manufacturer : BYD, Battery System (BS) Model # : BYD B-Box Pro 10.0, Number of BESS/BS in system : 1, Inverter manufacturer : GoodWe, Inverter model # : GW5048D-ES, Smart controller/meter manufacturer : NULL, Smart controller/meter model # : NULL, Current sensor manufacturer : NULL, Current sensor model # : NULL, Other major component manufacturer : NULL, Other major component model # : NULL, Other major component manufacturer : NULL, Other major component model # : NULL, Battery Brand : BYD, SystemId : 376
27-Feb-20 | HBS1548 | Growatt GBLI 6531 (2 off) w/ Growatt SPH5000 inverter, Shinelink, Chint DTSU666 meter (3 phase) | 4999 | 12 | NULL | NULL | Growatt | GBLI 6531 | 2 | Shenzhen Growatt New Energy Technology Co Ltd | Growatt SPH5000 inverter | Chint | DTSU666 | LEM | TOP 90-S10/SP4 | NULL | NULL | Shenzhen Growatt New Energy Technology Co Ltd | Shinelink | Growatt | 377 | Date Added : 27-Feb-20, Reference # : HBS1548, HBS designation : Growatt GBLI 6531 (2 off) w/ Growatt SPH5000 inverter, Shinelink, Chint DTSU666 meter (3 phase), Inverter Capacity (Var) : 4999, Useable capacity (kWh) : 12, BESS manufacturer : NULL, BESS Model # : NULL, Battery System (BS) Manufacturer : Growatt, Battery System (BS) Model # : GBLI 6531, Number of BESS/BS in system : 2, Inverter manufacturer : Shenzhen Growatt New Energy Technology Co Ltd, Inverter model # : Growatt SPH5000 inverter, Smart controller/meter manufacturer : Chint, Smart controller/meter model # : DTSU666, Current sensor manufacturer : LEM, Current sensor model # : TOP 90-S10/SP4, Other major component manufacturer : NULL, Other major component model # : NULL, Other major component manufacturer : Shenzhen Growatt New Energy Technology Co Ltd, Other major component model # : Shinelink, Battery Brand : Growatt, SystemId : 377
27-Feb-20 | HBS1549 | Growatt GBLI 6531 (2 off) w/ Growatt SPA 3000TL BL inverter, Shinelink, Chint DTSU666 meter (3 phase) | 3000 | 12 | NULL | NULL | Growatt | GBLI 6531 | 2 | Shenzhen Growatt New Energy Technology Co Ltd | Growatt SPA 3000TL BL inverter | Chint | DTSU666 | LEM | TOP 90-S10/SP4 | NULL | NULL | Shenzhen Growatt New Energy Technology Co Ltd | Shinelink | Growatt | 378 | Date Added : 27-Feb-20, Reference # : HBS1549, HBS designation : Growatt GBLI 6531 (2 off) w/ Growatt SPA 3000TL BL inverter, Shinelink, Chint DTSU666 meter (3 phase), Inverter Capacity (Var) : 3000, Useable capacity (kWh) : 12, BESS manufacturer : NULL, BESS Model # : NULL, Battery System (BS) Manufacturer : Growatt, Battery System (BS) Model # : GBLI 6531, Number of BESS/BS in system : 2, Inverter manufacturer : Shenzhen Growatt New Energy Technology Co Ltd, Inverter model # : Growatt SPA 3000TL BL inverter, Smart controller/meter manufacturer : Chint, Smart controller/meter model # : DTSU666, Current sensor manufacturer : LEM, Current sensor model # : TOP 90-S10/SP4, Other major component manufacturer : NULL, Other major component model # : NULL, Other major component manufacturer : Shenzhen Growatt New Energy Technology Co Ltd, Other major component model # : Shinelink, Battery Brand : Growatt, SystemId : 378
27-Feb-20 | HBS1550 | Growatt GBLI 6531 (1 off) w/ Growatt SPH5000 inverter, Shinelink, Chint DTSU666 meter (3 phase) | 4999 | 6 | NULL | NULL | Growatt | GBLI 6531 | 1 | Shenzhen Growatt New Energy Technology Co Ltd | Growatt SPH5000 inverter | Chint | DTSU666 | LEM | TOP 90-S10/SP4 | NULL | NULL | Shenzhen Growatt New Energy Technology Co Ltd | Shinelink | Growatt | 379 | Date Added : 27-Feb-20, Reference # : HBS1550, HBS designation : Growatt GBLI 6531 (1 off) w/ Growatt SPH5000 inverter, Shinelink, Chint DTSU666 meter (3 phase), Inverter Capacity (Var) : 4999, Useable capacity (kWh) : 6, BESS manufacturer : NULL, BESS Model # : NULL, Battery System (BS) Manufacturer : Growatt, Battery System (BS) Model # : GBLI 6531, Number of BESS/BS in system : 1, Inverter manufacturer : Shenzhen Growatt New Energy Technology Co Ltd, Inverter model # : Growatt SPH5000 inverter, Smart controller/meter manufacturer : Chint, Smart controller/meter model # : DTSU666, Current sensor manufacturer : LEM, Current sensor model # : TOP 90-S10/SP4, Other major component manufacturer : NULL, Other major component model # : NULL, Other major component manufacturer : Shenzhen Growatt New Energy Technology Co Ltd, Other major component model # : Shinelink, Battery Brand : Growatt, SystemId : 379
27-Feb-20 | HBS1551 | Growatt GBLI 6531 (1 off) w/ Growatt SPA 3000TL BL inverter, Shinelink, Chint DTSU666 meter (3 phase) | 3000 | 6 | NULL | NULL | Growatt | GBLI 6531 | 1 | Shenzhen Growatt New Energy Technology Co Ltd | Growatt SPA 3000TL BL inverter | Chint | DTSU666 | LEM | TOP 90-S10/SP4 | NULL | NULL | Shenzhen Growatt New Energy Technology Co Ltd | Shinelink | Growatt | 380 | Date Added : 27-Feb-20, Reference # : HBS1551, HBS designation : Growatt GBLI 6531 (1 off) w/ Growatt SPA 3000TL BL inverter, Shinelink, Chint DTSU666 meter (3 phase), Inverter Capacity (Var) : 3000, Useable capacity (kWh) : 6, BESS manufacturer : NULL, BESS Model # : NULL, Battery System (BS) Manufacturer : Growatt, Battery System (BS) Model # : GBLI 6531, Number of BESS/BS in system : 1, Inverter manufacturer : Shenzhen Growatt New Energy Technology Co Ltd, Inverter model # : Growatt SPA 3000TL BL inverter, Smart controller/meter manufacturer : Chint, Smart controller/meter model # : DTSU666, Current sensor manufacturer : LEM, Current sensor model # : TOP 90-S10/SP4, Other major component manufacturer : NULL, Other major component model # : NULL, Other major component manufacturer : Shenzhen Growatt New Energy Technology Co Ltd, Other major component model # : Shinelink, Battery Brand : Growatt, SystemId : 380
27-Feb-20 | HBS1552 | Growatt GBLI 6531 (2 off) w/ Growatt SPH6000 inverter, Shinelink, Chint DTSU666 meter (3 phase) | 6000 | 12 | NULL | NULL | Growatt | GBLI 6531 | 2 | Shenzhen Growatt New Energy Technology Co Ltd | Growatt SPH6000 inverter | Chint | DTSU666 | LEM | TOP 90-S10/SP4 | NULL | NULL | Shenzhen Growatt New Energy Technology Co Ltd | Shinelink | Growatt | 381 | Date Added : 27-Feb-20, Reference # : HBS1552, HBS designation : Growatt GBLI 6531 (2 off) w/ Growatt SPH6000 inverter, Shinelink, Chint DTSU666 meter (3 phase), Inverter Capacity (Var) : 6000, Useable capacity (kWh) : 12, BESS manufacturer : NULL, BESS Model # : NULL, Battery System (BS) Manufacturer : Growatt, Battery System (BS) Model # : GBLI 6531, Number of BESS/BS in system : 2, Inverter manufacturer : Shenzhen Growatt New Energy Technology Co Ltd, Inverter model # : Growatt SPH6000 inverter, Smart controller/meter manufacturer : Chint, Smart controller/meter model # : DTSU666, Current sensor manufacturer : LEM, Current sensor model # : TOP 90-S10/SP4, Other major component manufacturer : NULL, Other major component model # : NULL, Other major component manufacturer : Shenzhen Growatt New Energy Technology Co Ltd, Other major component model # : Shinelink, Battery Brand : Growatt, SystemId : 381
27-Feb-20 | HBS1553 | Growatt GBLI 6531 (1 off) w/ Growatt SPH6000 inverter, Shinelink, Chint DTSU666 meter (3 phase) | 6000 | 6 | NULL | NULL | Growatt | GBLI 6531 | 1 | Shenzhen Growatt New Energy Technology Co Ltd | Growatt SPH6000 inverter | Chint | DTSU666 | LEM | TOP 90-S10/SP4 | NULL | NULL | Shenzhen Growatt New Energy Technology Co Ltd | Shinelink | Growatt | 382 | Date Added : 27-Feb-20, Reference # : HBS1553, HBS designation : Growatt GBLI 6531 (1 off) w/ Growatt SPH6000 inverter, Shinelink, Chint DTSU666 meter (3 phase), Inverter Capacity (Var) : 6000, Useable capacity (kWh) : 6, BESS manufacturer : NULL, BESS Model # : NULL, Battery System (BS) Manufacturer : Growatt, Battery System (BS) Model # : GBLI 6531, Number of BESS/BS in system : 1, Inverter manufacturer : Shenzhen Growatt New Energy Technology Co Ltd, Inverter model # : Growatt SPH6000 inverter, Smart controller/meter manufacturer : Chint, Smart controller/meter model # : DTSU666, Current sensor manufacturer : LEM, Current sensor model # : TOP 90-S10/SP4, Other major component manufacturer : NULL, Other major component model # : NULL, Other major component manufacturer : Shenzhen Growatt New Energy Technology Co Ltd, Other major component model # : Shinelink, Battery Brand : Growatt, SystemId : 382
27-Feb-20 | HBS1554 | Growatt GBLI 6531 (1 off) w/ Growatt SPH5000 inverter, Shinelink, Eastron SDM-630 meter (3 phase) | 4999 | 6 | NULL | NULL | Growatt | GBLI 6531 | 1 | Shenzhen Growatt New Energy Technology Co Ltd | Growatt SPH5000 inverter | Eastron | SDM-630 | LEM | TOP 90-S10/SP4 | NULL | NULL | Shenzhen Growatt New Energy Technology Co Ltd | Shinelink | Growatt | 383 | Date Added : 27-Feb-20, Reference # : HBS1554, HBS designation : Growatt GBLI 6531 (1 off) w/ Growatt SPH5000 inverter, Shinelink, Eastron SDM-630 meter (3 phase), Inverter Capacity (Var) : 4999, Useable capacity (kWh) : 6, BESS manufacturer : NULL, BESS Model # : NULL, Battery System (BS) Manufacturer : Growatt, Battery System (BS) Model # : GBLI 6531, Number of BESS/BS in system : 1, Inverter manufacturer : Shenzhen Growatt New Energy Technology Co Ltd, Inverter model # : Growatt SPH5000 inverter, Smart controller/meter manufacturer : Eastron, Smart controller/meter model # : SDM-630, Current sensor manufacturer : LEM, Current sensor model # : TOP 90-S10/SP4, Other major component manufacturer : NULL, Other major component model # : NULL, Other major component manufacturer : Shenzhen Growatt New Energy Technology Co Ltd, Other major component model # : Shinelink, Battery Brand : Growatt, SystemId : 383
27-Feb-20 | HBS1555 | Growatt GBLI 6531 (2 off) w/ Growatt SPH5000 inverter, Shinelink, Eastron SDM-630 meter (3 phase) | 4999 | 12 | NULL | NULL | Growatt | GBLI 6531 | 2 | Shenzhen Growatt New Energy Technology Co Ltd | Growatt SPH5000 inverter | Eastron | SDM-630 | LEM | TOP 90-S10/SP4 | NULL | NULL | Shenzhen Growatt New Energy Technology Co Ltd | Shinelink | Growatt | 384 | Date Added : 27-Feb-20, Reference # : HBS1555, HBS designation : Growatt GBLI 6531 (2 off) w/ Growatt SPH5000 inverter, Shinelink, Eastron SDM-630 meter (3 phase), Inverter Capacity (Var) : 4999, Useable capacity (kWh) : 12, BESS manufacturer : NULL, BESS Model # : NULL, Battery System (BS) Manufacturer : Growatt, Battery System (BS) Model # : GBLI 6531, Number of BESS/BS in system : 2, Inverter manufacturer : Shenzhen Growatt New Energy Technology Co Ltd, Inverter model # : Growatt SPH5000 inverter, Smart controller/meter manufacturer : Eastron, Smart controller/meter model # : SDM-630, Current sensor manufacturer : LEM, Current sensor model # : TOP 90-S10/SP4, Other major component manufacturer : NULL, Other major component model # : NULL, Other major component manufacturer : Shenzhen Growatt New Energy Technology Co Ltd, Other major component model # : Shinelink, Battery Brand : Growatt, SystemId : 384
27-Feb-20 | HBS1556 | Growatt GBLI 6531 (1 off) w/ Growatt SPH6000 inverter, Shinelink, Eastron SDM-630 meter (3 phase) | 6000 | 6 | NULL | NULL | Growatt | GBLI 6531 | 1 | Shenzhen Growatt New Energy Technology Co Ltd | Growatt SPH6000 inverter | Eastron | SDM-630 | LEM | TOP 90-S10/SP4 | NULL | NULL | Shenzhen Growatt New Energy Technology Co Ltd | Shinelink | Growatt | 385 | Date Added : 27-Feb-20, Reference # : HBS1556, HBS designation : Growatt GBLI 6531 (1 off) w/ Growatt SPH6000 inverter, Shinelink, Eastron SDM-630 meter (3 phase), Inverter Capacity (Var) : 6000, Useable capacity (kWh) : 6, BESS manufacturer : NULL, BESS Model # : NULL, Battery System (BS) Manufacturer : Growatt, Battery System (BS) Model # : GBLI 6531, Number of BESS/BS in system : 1, Inverter manufacturer : Shenzhen Growatt New Energy Technology Co Ltd, Inverter model # : Growatt SPH6000 inverter, Smart controller/meter manufacturer : Eastron, Smart controller/meter model # : SDM-630, Current sensor manufacturer : LEM, Current sensor model # : TOP 90-S10/SP4, Other major component manufacturer : NULL, Other major component model # : NULL, Other major component manufacturer : Shenzhen Growatt New Energy Technology Co Ltd, Other major component model # : Shinelink, Battery Brand : Growatt, SystemId : 385
27-Feb-20 | HBS1557 | Growatt GBLI 6531 (2 off) w/ Growatt SPH6000 inverter, Shinelink, Eastron SDM-630 meter (3 phase) | 6000 | 12 | NULL | NULL | Growatt | GBLI 6531 | 2 | Shenzhen Growatt New Energy Technology Co Ltd | Growatt SPH6000 inverter | Eastron | SDM-630 | LEM | TOP 90-S10/SP4 | NULL | NULL | Shenzhen Growatt New Energy Technology Co Ltd | Shinelink | Growatt | 386 | Date Added : 27-Feb-20, Reference # : HBS1557, HBS designation : Growatt GBLI 6531 (2 off) w/ Growatt SPH6000 inverter, Shinelink, Eastron SDM-630 meter (3 phase), Inverter Capacity (Var) : 6000, Useable capacity (kWh) : 12, BESS manufacturer : NULL, BESS Model # : NULL, Battery System (BS) Manufacturer : Growatt, Battery System (BS) Model # : GBLI 6531, Number of BESS/BS in system : 2, Inverter manufacturer : Shenzhen Growatt New Energy Technology Co Ltd, Inverter model # : Growatt SPH6000 inverter, Smart controller/meter manufacturer : Eastron, Smart controller/meter model # : SDM-630, Current sensor manufacturer : LEM, Current sensor model # : TOP 90-S10/SP4, Other major component manufacturer : NULL, Other major component model # : NULL, Other major component manufacturer : Shenzhen Growatt New Energy Technology Co Ltd, Other major component model # : Shinelink, Battery Brand : Growatt, SystemId : 386
27-Feb-20 | HBS1558 | Growatt GBLI 6531 (1 off) w/ Growatt SPA 3000TL BL inverter, Shinelink, Eastron SDM-630 meter (3 phase) | 3000 | 6 | NULL | NULL | Growatt | GBLI 6531 | 1 | Shenzhen Growatt New Energy Technology Co Ltd | Growatt SPA 3000TL BL inverter | Eastron | SDM-630 | LEM | TOP 90-S10/SP4 | NULL | NULL | Shenzhen Growatt New Energy Technology Co Ltd | Shinelink | Growatt | 387 | Date Added : 27-Feb-20, Reference # : HBS1558, HBS designation : Growatt GBLI 6531 (1 off) w/ Growatt SPA 3000TL BL inverter, Shinelink, Eastron SDM-630 meter (3 phase), Inverter Capacity (Var) : 3000, Useable capacity (kWh) : 6, BESS manufacturer : NULL, BESS Model # : NULL, Battery System (BS) Manufacturer : Growatt, Battery System (BS) Model # : GBLI 6531, Number of BESS/BS in system : 1, Inverter manufacturer : Shenzhen Growatt New Energy Technology Co Ltd, Inverter model # : Growatt SPA 3000TL BL inverter, Smart controller/meter manufacturer : Eastron, Smart controller/meter model # : SDM-630, Current sensor manufacturer : LEM, Current sensor model # : TOP 90-S10/SP4, Other major component manufacturer : NULL, Other major component model # : NULL, Other major component manufacturer : Shenzhen Growatt New Energy Technology Co Ltd, Other major component model # : Shinelink, Battery Brand : Growatt, SystemId : 387
27-Feb-20 | HBS1559 | Growatt GBLI 6531 (2 off) w/ Growatt SPA 3000TL BL inverter, Shinelink, Eastron SDM-630 meter (3 phase) | 3000 | 12 | NULL | NULL | Growatt | GBLI 6531 | 2 | Shenzhen Growatt New Energy Technology Co Ltd | Growatt SPA 3000TL BL inverter | Eastron | SDM-630 | LEM | TOP 90-S10/SP4 | NULL | NULL | Shenzhen Growatt New Energy Technology Co Ltd | Shinelink | Growatt | 388 | Date Added : 27-Feb-20, Reference # : HBS1559, HBS designation : Growatt GBLI 6531 (2 off) w/ Growatt SPA 3000TL BL inverter, Shinelink, Eastron SDM-630 meter (3 phase), Inverter Capacity (Var) : 3000, Useable capacity (kWh) : 12, BESS manufacturer : NULL, BESS Model # : NULL, Battery System (BS) Manufacturer : Growatt, Battery System (BS) Model # : GBLI 6531, Number of BESS/BS in system : 2, Inverter manufacturer : Shenzhen Growatt New Energy Technology Co Ltd, Inverter model # : Growatt SPA 3000TL BL inverter, Smart controller/meter manufacturer : Eastron, Smart controller/meter model # : SDM-630, Current sensor manufacturer : LEM, Current sensor model # : TOP 90-S10/SP4, Other major component manufacturer : NULL, Other major component model # : NULL, Other major component manufacturer : Shenzhen Growatt New Energy Technology Co Ltd, Other major component model # : Shinelink, Battery Brand : Growatt, SystemId : 388
27-Feb-20 | HBS1471 | Solax Triple Power T-Bat H 5.8 w/ Solar X1-Fit-3.7-I, Reposit | 3680 | 5.2 | NULL | NULL | Triple Power | T-Bat H 5.8 | 1 | Solax Power | X1-Fit-3.7-I | Reposit | Reposit controller 2.0 series | NULL | NULL | NULL | NULL | NULL | NULL | Solax | 389 | Date Added : 27-Feb-20, Reference # : HBS1471, HBS designation : Solax Triple Power T-Bat H 5.8 w/ Solar X1-Fit-3.7-I, Reposit, Inverter Capacity (Var) : 3680, Useable capacity (kWh) : 5.2, BESS manufacturer : NULL, BESS Model # : NULL, Battery System (BS) Manufacturer : Triple Power, Battery System (BS) Model # : T-Bat H 5.8, Number of BESS/BS in system : 1, Inverter manufacturer : Solax Power, Inverter model # : X1-Fit-3.7-I, Smart controller/meter manufacturer : Reposit, Smart controller/meter model # : Reposit controller 2.0 series, Current sensor manufacturer : NULL, Current sensor model # : NULL, Other major component manufacturer : NULL, Other major component model # : NULL, Other major component manufacturer : NULL, Other major component model # : NULL, Battery Brand : Solax, SystemId : 389
27-Feb-20 | HBS1472 | Solax Triple Power T-Bat H 5.8 w/ Solar X1-Fit-4.6-I, Reposit | 4600 | 5.2 | NULL | NULL | Triple Power | T-Bat H 5.8 | 1 | Solax Power | X1-Fit-4.6-I | Reposit | Reposit controller 2.0 series | NULL | NULL | NULL | NULL | NULL | NULL | Solax | 390 | Date Added : 27-Feb-20, Reference # : HBS1472, HBS designation : Solax Triple Power T-Bat H 5.8 w/ Solar X1-Fit-4.6-I, Reposit, Inverter Capacity (Var) : 4600, Useable capacity (kWh) : 5.2, BESS manufacturer : NULL, BESS Model # : NULL, Battery System (BS) Manufacturer : Triple Power, Battery System (BS) Model # : T-Bat H 5.8, Number of BESS/BS in system : 1, Inverter manufacturer : Solax Power, Inverter model # : X1-Fit-4.6-I, Smart controller/meter manufacturer : Reposit, Smart controller/meter model # : Reposit controller 2.0 series, Current sensor manufacturer : NULL, Current sensor model # : NULL, Other major component manufacturer : NULL, Other major component model # : NULL, Other major component manufacturer : NULL, Other major component model # : NULL, Battery Brand : Solax, SystemId : 390
27-Feb-20 | HBS1473 | Solax Triple Power T-Bat H 5.8 w/ Solar X1-Fit-5.0-C, Reposit | 4999 | 5.2 | NULL | NULL | Triple Power | T-Bat H 5.8 | 1 | Solax Power | X1-Fit-5.0-C | Reposit | Reposit controller 2.0 series | NULL | NULL | NULL | NULL | NULL | NULL | Solax | 391 | Date Added : 27-Feb-20, Reference # : HBS1473, HBS designation : Solax Triple Power T-Bat H 5.8 w/ Solar X1-Fit-5.0-C, Reposit, Inverter Capacity (Var) : 4999, Useable capacity (kWh) : 5.2, BESS manufacturer : NULL, BESS Model # : NULL, Battery System (BS) Manufacturer : Triple Power, Battery System (BS) Model # : T-Bat H 5.8, Number of BESS/BS in system : 1, Inverter manufacturer : Solax Power, Inverter model # : X1-Fit-5.0-C, Smart controller/meter manufacturer : Reposit, Smart controller/meter model # : Reposit controller 2.0 series, Current sensor manufacturer : NULL, Current sensor model # : NULL, Other major component manufacturer : NULL, Other major component model # : NULL, Other major component manufacturer : NULL, Other major component model # : NULL, Battery Brand : Solax, SystemId : 391
27-Feb-20 | HBS1474 | Solax Triple Power T-Bat H 5.8 w/ Solar X1-Fit-5.0-I, Reposit | 4999 | 5.2 | NULL | NULL | Triple Power | T-Bat H 5.8 | 1 | Solax Power | X1-Fit-5.0-I | Reposit | Reposit controller 2.0 series | NULL | NULL | NULL | NULL | NULL | NULL | Solax | 392 | Date Added : 27-Feb-20, Reference # : HBS1474, HBS designation : Solax Triple Power T-Bat H 5.8 w/ Solar X1-Fit-5.0-I, Reposit, Inverter Capacity (Var) : 4999, Useable capacity (kWh) : 5.2, BESS manufacturer : NULL, BESS Model # : NULL, Battery System (BS) Manufacturer : Triple Power, Battery System (BS) Model # : T-Bat H 5.8, Number of BESS/BS in system : 1, Inverter manufacturer : Solax Power, Inverter model # : X1-Fit-5.0-I, Smart controller/meter manufacturer : Reposit, Smart controller/meter model # : Reposit controller 2.0 series, Current sensor manufacturer : NULL, Current sensor model # : NULL, Other major component manufacturer : NULL, Other major component model # : NULL, Other major component manufacturer : NULL, Other major component model # : NULL, Battery Brand : Solax, SystemId : 392
27-Feb-20 | HBS1475 | Solax Triple Power T-Bat H 5.8 w/ Solar X1-Hybrid-3.0-N-I, Reposit | 3000 | 5.2 | NULL | NULL | Triple Power | T-Bat H 5.8 | 1 | Solax Power | X1-Hybrid-3.0-N-I | Reposit | Reposit controller 2.0 series | NULL | NULL | NULL | NULL | NULL | NULL | Solax | 393 | Date Added : 27-Feb-20, Reference # : HBS1475, HBS designation : Solax Triple Power T-Bat H 5.8 w/ Solar X1-Hybrid-3.0-N-I, Reposit, Inverter Capacity (Var) : 3000, Useable capacity (kWh) : 5.2, BESS manufacturer : NULL, BESS Model # : NULL, Battery System (BS) Manufacturer : Triple Power, Battery System (BS) Model # : T-Bat H 5.8, Number of BESS/BS in system : 1, Inverter manufacturer : Solax Power, Inverter model # : X1-Hybrid-3.0-N-I, Smart controller/meter manufacturer : Reposit, Smart controller/meter model # : Reposit controller 2.0 series, Current sensor manufacturer : NULL, Current sensor model # : NULL, Other major component manufacturer : NULL, Other major component model # : NULL, Other major component manufacturer : NULL, Other major component model # : NULL, Battery Brand : Solax, SystemId : 393
27-Feb-20 | HBS1476 | Solax Triple Power T-Bat H 5.8 w/ Solar X1-Hybrid-3.7-N-I, Reposit | 3680 | 5.2 | NULL | NULL | Triple Power | T-Bat H 5.8 | 1 | Solax Power | X1-Hybrid-3.7-N-I | Reposit | Reposit controller 2.0 series | NULL | NULL | NULL | NULL | NULL | NULL | Solax | 394 | Date Added : 27-Feb-20, Reference # : HBS1476, HBS designation : Solax Triple Power T-Bat H 5.8 w/ Solar X1-Hybrid-3.7-N-I, Reposit, Inverter Capacity (Var) : 3680, Useable capacity (kWh) : 5.2, BESS manufacturer : NULL, BESS Model # : NULL, Battery System (BS) Manufacturer : Triple Power, Battery System (BS) Model # : T-Bat H 5.8, Number of BESS/BS in system : 1, Inverter manufacturer : Solax Power, Inverter model # : X1-Hybrid-3.7-N-I, Smart controller/meter manufacturer : Reposit, Smart controller/meter model # : Reposit controller 2.0 series, Current sensor manufacturer : NULL, Current sensor model # : NULL, Other major component manufacturer : NULL, Other major component model # : NULL, Other major component manufacturer : NULL, Other major component model # : NULL, Battery Brand : Solax, SystemId : 394
27-Feb-20 | HBS1477 | Solax Triple Power T-Bat H 5.8 w/ Solar X1-Hybrid-4.6-N-I, Reposit | 4600 | 5.2 | NULL | NULL | Triple Power | T-Bat H 5.8 | 1 | Solax Power | X1-Hybrid-4.6-N-I | Reposit | Reposit controller 2.0 series | NULL | NULL | NULL | NULL | NULL | NULL | Solax | 395 | Date Added : 27-Feb-20, Reference # : HBS1477, HBS designation : Solax Triple Power T-Bat H 5.8 w/ Solar X1-Hybrid-4.6-N-I, Reposit, Inverter Capacity (Var) : 4600, Useable capacity (kWh) : 5.2, BESS manufacturer : NULL, BESS Model # : NULL, Battery System (BS) Manufacturer : Triple Power, Battery System (BS) Model # : T-Bat H 5.8, Number of BESS/BS in system : 1, Inverter manufacturer : Solax Power, Inverter model # : X1-Hybrid-4.6-N-I, Smart controller/meter manufacturer : Reposit, Smart controller/meter model # : Reposit controller 2.0 series, Current sensor manufacturer : NULL, Current sensor model # : NULL, Other major component manufacturer : NULL, Other major component model # : NULL, Other major component manufacturer : NULL, Other major component model # : NULL, Battery Brand : Solax, SystemId : 395
27-Feb-20 | HBS1478 | Solax Triple Power T-Bat H 5.8 w/ Solar X1-Hybrid-5.0-N-I, Reposit | 4999 | 5.2 | NULL | NULL | Triple Power | T-Bat H 5.8 | 1 | Solax Power | X1-Hybrid-5.0-N-I | Reposit | Reposit controller 2.0 series | NULL | NULL | NULL | NULL | NULL | NULL | Solax | 396 | Date Added : 27-Feb-20, Reference # : HBS1478, HBS designation : Solax Triple Power T-Bat H 5.8 w/ Solar X1-Hybrid-5.0-N-I, Reposit, Inverter Capacity (Var) : 4999, Useable capacity (kWh) : 5.2, BESS manufacturer : NULL, BESS Model # : NULL, Battery System (BS) Manufacturer : Triple Power, Battery System (BS) Model # : T-Bat H 5.8, Number of BESS/BS in system : 1, Inverter manufacturer : Solax Power, Inverter model # : X1-Hybrid-5.0-N-I, Smart controller/meter manufacturer : Reposit, Smart controller/meter model # : Reposit controller 2.0 series, Current sensor manufacturer : NULL, Current sensor model # : NULL, Other major component manufacturer : NULL, Other major component model # : NULL, Other major component manufacturer : NULL, Other major component model # : NULL, Battery Brand : Solax, SystemId : 396
27-Feb-20 | HBS1479 | Solax Triple Power T-Bat H 5.8 w/ Solar X3-Hybrid-10.0-N-C, Reposit | 10000 | 5.2 | NULL | NULL | Triple Power | T-Bat H 5.8 | 1 | Solax Power | X3-Hybrid-10.0-N-C | Reposit | Reposit controller 2.0 series | NULL | NULL | NULL | NULL | NULL | NULL | Solax | 397 | Date Added : 27-Feb-20, Reference # : HBS1479, HBS designation : Solax Triple Power T-Bat H 5.8 w/ Solar X3-Hybrid-10.0-N-C, Reposit, Inverter Capacity (Var) : 10000, Useable capacity (kWh) : 5.2, BESS manufacturer : NULL, BESS Model # : NULL, Battery System (BS) Manufacturer : Triple Power, Battery System (BS) Model # : T-Bat H 5.8, Number of BESS/BS in system : 1, Inverter manufacturer : Solax Power, Inverter model # : X3-Hybrid-10.0-N-C, Smart controller/meter manufacturer : Reposit, Smart controller/meter model # : Reposit controller 2.0 series, Current sensor manufacturer : NULL, Current sensor model # : NULL, Other major component manufacturer : NULL, Other major component model # : NULL, Other major component manufacturer : NULL, Other major component model # : NULL, Battery Brand : Solax, SystemId : 397
27-Feb-20 | HBS1480 | Solax Triple Power T-Bat H 5.8 w/ Solar X3-Hybrid-10.0-N-E, Reposit | 10000 | 5.2 | NULL | NULL | Triple Power | T-Bat H 5.8 | 1 | Solax Power | X3-Hybrid-10.0-N-E | Reposit | Reposit controller 2.0 series | NULL | NULL | NULL | NULL | NULL | NULL | Solax | 398 | Date Added : 27-Feb-20, Reference # : HBS1480, HBS designation : Solax Triple Power T-Bat H 5.8 w/ Solar X3-Hybrid-10.0-N-E, Reposit, Inverter Capacity (Var) : 10000, Useable capacity (kWh) : 5.2, BESS manufacturer : NULL, BESS Model # : NULL, Battery System (BS) Manufacturer : Triple Power, Battery System (BS) Model # : T-Bat H 5.8, Number of BESS/BS in system : 1, Inverter manufacturer : Solax Power, Inverter model # : X3-Hybrid-10.0-N-E, Smart controller/meter manufacturer : Reposit, Smart controller/meter model # : Reposit controller 2.0 series, Current sensor manufacturer : NULL, Current sensor model # : NULL, Other major component manufacturer : NULL, Other major component model # : NULL, Other major component manufacturer : NULL, Other major component model # : NULL, Battery Brand : Solax, SystemId : 398
27-Feb-20 | HBS1481 | Solax Triple Power T-Bat H 5.8 w/ Solar X3-Hybrid-5.0-N-C, Reposit | 5000 | 5.2 | NULL | NULL | Triple Power | T-Bat H 5.8 | 1 | Solax Power | X3-Hybrid-5.0-N-C | Reposit | Reposit controller 2.0 series | NULL | NULL | NULL | NULL | NULL | NULL | Solax | 399 | Date Added : 27-Feb-20, Reference # : HBS1481, HBS designation : Solax Triple Power T-Bat H 5.8 w/ Solar X3-Hybrid-5.0-N-C, Reposit, Inverter Capacity (Var) : 5000, Useable capacity (kWh) : 5.2, BESS manufacturer : NULL, BESS Model # : NULL, Battery System (BS) Manufacturer : Triple Power, Battery System (BS) Model # : T-Bat H 5.8, Number of BESS/BS in system : 1, Inverter manufacturer : Solax Power, Inverter model # : X3-Hybrid-5.0-N-C, Smart controller/meter manufacturer : Reposit, Smart controller/meter model # : Reposit controller 2.0 series, Current sensor manufacturer : NULL, Current sensor model # : NULL, Other major component manufacturer : NULL, Other major component model # : NULL, Other major component manufacturer : NULL, Other major component model # : NULL, Battery Brand : Solax, SystemId : 399
27-Feb-20 | HBS1482 | Solax Triple Power T-Bat H 5.8 w/ Solar X3-Hybrid-5.0-N-E, Reposit | 5000 | 5.2 | NULL | NULL | Triple Power | T-Bat H 5.8 | 1 | Solax Power | X3-Hybrid-5.0-N-E | Reposit | Reposit controller 2.0 series | NULL | NULL | NULL | NULL | NULL | NULL | Solax | 400 | Date Added : 27-Feb-20, Reference # : HBS1482, HBS designation : Solax Triple Power T-Bat H 5.8 w/ Solar X3-Hybrid-5.0-N-E, Reposit, Inverter Capacity (Var) : 5000, Useable capacity (kWh) : 5.2, BESS manufacturer : NULL, BESS Model # : NULL, Battery System (BS) Manufacturer : Triple Power, Battery System (BS) Model # : T-Bat H 5.8, Number of BESS/BS in system : 1, Inverter manufacturer : Solax Power, Inverter model # : X3-Hybrid-5.0-N-E, Smart controller/meter manufacturer : Reposit, Smart controller/meter model # : Reposit controller 2.0 series, Current sensor manufacturer : NULL, Current sensor model # : NULL, Other major component manufacturer : NULL, Other major component model # : NULL, Other major component manufacturer : NULL, Other major component model # : NULL, Battery Brand : Solax, SystemId : 400
27-Feb-20 | HBS1483 | Solax Triple Power T-Bat H 5.8 w/ Solar X3-Hybrid-6.0-N-C, Reposit | 6000 | 5.2 | NULL | NULL | Triple Power | T-Bat H 5.8 | 1 | Solax Power | X3-Hybrid-6.0-N-C | Reposit | Reposit controller 2.0 series | NULL | NULL | NULL | NULL | NULL | NULL | Solax | 401 | Date Added : 27-Feb-20, Reference # : HBS1483, HBS designation : Solax Triple Power T-Bat H 5.8 w/ Solar X3-Hybrid-6.0-N-C, Reposit, Inverter Capacity (Var) : 6000, Useable capacity (kWh) : 5.2, BESS manufacturer : NULL, BESS Model # : NULL, Battery System (BS) Manufacturer : Triple Power, Battery System (BS) Model # : T-Bat H 5.8, Number of BESS/BS in system : 1, Inverter manufacturer : Solax Power, Inverter model # : X3-Hybrid-6.0-N-C, Smart controller/meter manufacturer : Reposit, Smart controller/meter model # : Reposit controller 2.0 series, Current sensor manufacturer : NULL, Current sensor model # : NULL, Other major component manufacturer : NULL, Other major component model # : NULL, Other major component manufacturer : NULL, Other major component model # : NULL, Battery Brand : Solax, SystemId : 401
27-Feb-20 | HBS1484 | Solax Triple Power T-Bat H 5.8 w/ Solar X3-Hybrid-6.0-N-E, Reposit | 6000 | 5.2 | NULL | NULL | Triple Power | T-Bat H 5.8 | 1 | Solax Power | X3-Hybrid-6.0-N-E | Reposit | Reposit controller 2.0 series | NULL | NULL | NULL | NULL | NULL | NULL | Solax | 402 | Date Added : 27-Feb-20, Reference # : HBS1484, HBS designation : Solax Triple Power T-Bat H 5.8 w/ Solar X3-Hybrid-6.0-N-E, Reposit, Inverter Capacity (Var) : 6000, Useable capacity (kWh) : 5.2, BESS manufacturer : NULL, BESS Model # : NULL, Battery System (BS) Manufacturer : Triple Power, Battery System (BS) Model # : T-Bat H 5.8, Number of BESS/BS in system : 1, Inverter manufacturer : Solax Power, Inverter model # : X3-Hybrid-6.0-N-E, Smart controller/meter manufacturer : Reposit, Smart controller/meter model # : Reposit controller 2.0 series, Current sensor manufacturer : NULL, Current sensor model # : NULL, Other major component manufacturer : NULL, Other major component model # : NULL, Other major component manufacturer : NULL, Other major component model # : NULL, Battery Brand : Solax, SystemId : 402
27-Feb-20 | HBS1485 | Solax Triple Power T-Bat H 5.8 w/ Solar X3-Hybrid-8.0-N-E, Reposit | 8000 | 5.2 | NULL | NULL | Triple Power | T-Bat H 5.8 | 1 | Solax Power | X3-Hybrid-8.0-N-E | Reposit | Reposit controller 2.0 series | NULL | NULL | NULL | NULL | NULL | NULL | Solax | 403 | Date Added : 27-Feb-20, Reference # : HBS1485, HBS designation : Solax Triple Power T-Bat H 5.8 w/ Solar X3-Hybrid-8.0-N-E, Reposit, Inverter Capacity (Var) : 8000, Useable capacity (kWh) : 5.2, BESS manufacturer : NULL, BESS Model # : NULL, Battery System (BS) Manufacturer : Triple Power, Battery System (BS) Model # : T-Bat H 5.8, Number of BESS/BS in system : 1, Inverter manufacturer : Solax Power, Inverter model # : X3-Hybrid-8.0-N-E, Smart controller/meter manufacturer : Reposit, Smart controller/meter model # : Reposit controller 2.0 series, Current sensor manufacturer : NULL, Current sensor model # : NULL, Other major component manufacturer : NULL, Other major component model # : NULL, Other major component manufacturer : NULL, Other major component model # : NULL, Battery Brand : Solax, SystemId : 403
27-Feb-20 | HBS1487 | Solax Triple Power T-Bat H 5.8 (2 off) w/ Solar X1-Fit-3.7-I, Reposit | 3680 | 10.4 | NULL | NULL | Triple Power | T-Bat H 5.8 | 2 | Solax Power | X1-Fit-3.7-I | Reposit | Reposit controller 2.0 series | NULL | NULL | NULL | NULL | NULL | NULL | Solax | 404 | Date Added : 27-Feb-20, Reference # : HBS1487, HBS designation : Solax Triple Power T-Bat H 5.8 (2 off) w/ Solar X1-Fit-3.7-I, Reposit, Inverter Capacity (Var) : 3680, Useable capacity (kWh) : 10.4, BESS manufacturer : NULL, BESS Model # : NULL, Battery System (BS) Manufacturer : Triple Power, Battery System (BS) Model # : T-Bat H 5.8, Number of BESS/BS in system : 2, Inverter manufacturer : Solax Power, Inverter model # : X1-Fit-3.7-I, Smart controller/meter manufacturer : Reposit, Smart controller/meter model # : Reposit controller 2.0 series, Current sensor manufacturer : NULL, Current sensor model # : NULL, Other major component manufacturer : NULL, Other major component model # : NULL, Other major component manufacturer : NULL, Other major component model # : NULL, Battery Brand : Solax, SystemId : 404
27-Feb-20 | HBS1488 | Solax Triple Power T-Bat H 5.8 (2 off) w/ Solar X1-Fit-4.6-I, Reposit | 4600 | 10.4 | NULL | NULL | Triple Power | T-Bat H 5.8 | 2 | Solax Power | X1-Fit-4.6-I | Reposit | Reposit controller 2.0 series | NULL | NULL | NULL | NULL | NULL | NULL | Solax | 405 | Date Added : 27-Feb-20, Reference # : HBS1488, HBS designation : Solax Triple Power T-Bat H 5.8 (2 off) w/ Solar X1-Fit-4.6-I, Reposit, Inverter Capacity (Var) : 4600, Useable capacity (kWh) : 10.4, BESS manufacturer : NULL, BESS Model # : NULL, Battery System (BS) Manufacturer : Triple Power, Battery System (BS) Model # : T-Bat H 5.8, Number of BESS/BS in system : 2, Inverter manufacturer : Solax Power, Inverter model # : X1-Fit-4.6-I, Smart controller/meter manufacturer : Reposit, Smart controller/meter model # : Reposit controller 2.0 series, Current sensor manufacturer : NULL, Current sensor model # : NULL, Other major component manufacturer : NULL, Other major component model # : NULL, Other major component manufacturer : NULL, Other major component model # : NULL, Battery Brand : Solax, SystemId : 405
27-Feb-20 | HBS1489 | Solax Triple Power T-Bat H 5.8 (2 off) w/ Solar X1-Fit-5.0-C, Reposit | 4999 | 10.4 | NULL | NULL | Triple Power | T-Bat H 5.8 | 2 | Solax Power | X1-Fit-5.0-C | Reposit | Reposit controller 2.0 series | NULL | NULL | NULL | NULL | NULL | NULL | Solax | 406 | Date Added : 27-Feb-20, Reference # : HBS1489, HBS designation : Solax Triple Power T-Bat H 5.8 (2 off) w/ Solar X1-Fit-5.0-C, Reposit, Inverter Capacity (Var) : 4999, Useable capacity (kWh) : 10.4, BESS manufacturer : NULL, BESS Model # : NULL, Battery System (BS) Manufacturer : Triple Power, Battery System (BS) Model # : T-Bat H 5.8, Number of BESS/BS in system : 2, Inverter manufacturer : Solax Power, Inverter model # : X1-Fit-5.0-C, Smart controller/meter manufacturer : Reposit, Smart controller/meter model # : Reposit controller 2.0 series, Current sensor manufacturer : NULL, Current sensor model # : NULL, Other major component manufacturer : NULL, Other major component model # : NULL, Other major component manufacturer : NULL, Other major component model # : NULL, Battery Brand : Solax, SystemId : 406
27-Feb-20 | HBS1490 | Solax Triple Power T-Bat H 5.8 (2 off) w/ Solar X1-Fit-5.0-I, Reposit | 4999 | 10.4 | NULL | NULL | Triple Power | T-Bat H 5.8 | 2 | Solax Power | X1-Fit-5.0-I | Reposit | Reposit controller 2.0 series | NULL | NULL | NULL | NULL | NULL | NULL | Solax | 407 | Date Added : 27-Feb-20, Reference # : HBS1490, HBS designation : Solax Triple Power T-Bat H 5.8 (2 off) w/ Solar X1-Fit-5.0-I, Reposit, Inverter Capacity (Var) : 4999, Useable capacity (kWh) : 10.4, BESS manufacturer : NULL, BESS Model # : NULL, Battery System (BS) Manufacturer : Triple Power, Battery System (BS) Model # : T-Bat H 5.8, Number of BESS/BS in system : 2, Inverter manufacturer : Solax Power, Inverter model # : X1-Fit-5.0-I, Smart controller/meter manufacturer : Reposit, Smart controller/meter model # : Reposit controller 2.0 series, Current sensor manufacturer : NULL, Current sensor model # : NULL, Other major component manufacturer : NULL, Other major component model # : NULL, Other major component manufacturer : NULL, Other major component model # : NULL, Battery Brand : Solax, SystemId : 407
27-Feb-20 | HBS1491 | Solax Triple Power T-Bat H 5.8 (2 off) w/ Solar X1-Hybrid-3.0-N-I, Reposit | 3000 | 10.4 | NULL | NULL | Triple Power | T-Bat H 5.8 | 2 | Solax Power | X1-Hybrid-3.0-N-I | Reposit | Reposit controller 2.0 series | NULL | NULL | NULL | NULL | NULL | NULL | Solax | 408 | Date Added : 27-Feb-20, Reference # : HBS1491, HBS designation : Solax Triple Power T-Bat H 5.8 (2 off) w/ Solar X1-Hybrid-3.0-N-I, Reposit, Inverter Capacity (Var) : 3000, Useable capacity (kWh) : 10.4, BESS manufacturer : NULL, BESS Model # : NULL, Battery System (BS) Manufacturer : Triple Power, Battery System (BS) Model # : T-Bat H 5.8, Number of BESS/BS in system : 2, Inverter manufacturer : Solax Power, Inverter model # : X1-Hybrid-3.0-N-I, Smart controller/meter manufacturer : Reposit, Smart controller/meter model # : Reposit controller 2.0 series, Current sensor manufacturer : NULL, Current sensor model # : NULL, Other major component manufacturer : NULL, Other major component model # : NULL, Other major component manufacturer : NULL, Other major component model # : NULL, Battery Brand : Solax, SystemId : 408
27-Feb-20 | HBS1492 | Solax Triple Power T-Bat H 5.8 (2 off) w/ Solar X1-Hybrid-3.7-N-I, Reposit | 3680 | 10.4 | NULL | NULL | Triple Power | T-Bat H 5.8 | 2 | Solax Power | X1-Hybrid-3.7-N-I | Reposit | Reposit controller 2.0 series | NULL | NULL | NULL | NULL | NULL | NULL | Solax | 409 | Date Added : 27-Feb-20, Reference # : HBS1492, HBS designation : Solax Triple Power T-Bat H 5.8 (2 off) w/ Solar X1-Hybrid-3.7-N-I, Reposit, Inverter Capacity (Var) : 3680, Useable capacity (kWh) : 10.4, BESS manufacturer : NULL, BESS Model # : NULL, Battery System (BS) Manufacturer : Triple Power, Battery System (BS) Model # : T-Bat H 5.8, Number of BESS/BS in system : 2, Inverter manufacturer : Solax Power, Inverter model # : X1-Hybrid-3.7-N-I, Smart controller/meter manufacturer : Reposit, Smart controller/meter model # : Reposit controller 2.0 series, Current sensor manufacturer : NULL, Current sensor model # : NULL, Other major component manufacturer : NULL, Other major component model # : NULL, Other major component manufacturer : NULL, Other major component model # : NULL, Battery Brand : Solax, SystemId : 409
27-Feb-20 | HBS1493 | Solax Triple Power T-Bat H 5.8 (2 off) w/ Solar X1-Hybrid-4.6-N-I, Reposit | 4600 | 10.4 | NULL | NULL | Triple Power | T-Bat H 5.8 | 2 | Solax Power | X1-Hybrid-4.6-N-I | Reposit | Reposit controller 2.0 series | NULL | NULL | NULL | NULL | NULL | NULL | Solax | 410 | Date Added : 27-Feb-20, Reference # : HBS1493, HBS designation : Solax Triple Power T-Bat H 5.8 (2 off) w/ Solar X1-Hybrid-4.6-N-I, Reposit, Inverter Capacity (Var) : 4600, Useable capacity (kWh) : 10.4, BESS manufacturer : NULL, BESS Model # : NULL, Battery System (BS) Manufacturer : Triple Power, Battery System (BS) Model # : T-Bat H 5.8, Number of BESS/BS in system : 2, Inverter manufacturer : Solax Power, Inverter model # : X1-Hybrid-4.6-N-I, Smart controller/meter manufacturer : Reposit, Smart controller/meter model # : Reposit controller 2.0 series, Current sensor manufacturer : NULL, Current sensor model # : NULL, Other major component manufacturer : NULL, Other major component model # : NULL, Other major component manufacturer : NULL, Other major component model # : NULL, Battery Brand : Solax, SystemId : 410
27-Feb-20 | HBS1494 | Solax Triple Power T-Bat H 5.8 (2 off) w/ Solar X1-Hybrid-5.0-N-I, Reposit | 4999 | 10.4 | NULL | NULL | Triple Power | T-Bat H 5.8 | 2 | Solax Power | X1-Hybrid-5.0-N-I | Reposit | Reposit controller 2.0 series | NULL | NULL | NULL | NULL | NULL | NULL | Solax | 411 | Date Added : 27-Feb-20, Reference # : HBS1494, HBS designation : Solax Triple Power T-Bat H 5.8 (2 off) w/ Solar X1-Hybrid-5.0-N-I, Reposit, Inverter Capacity (Var) : 4999, Useable capacity (kWh) : 10.4, BESS manufacturer : NULL, BESS Model # : NULL, Battery System (BS) Manufacturer : Triple Power, Battery System (BS) Model # : T-Bat H 5.8, Number of BESS/BS in system : 2, Inverter manufacturer : Solax Power, Inverter model # : X1-Hybrid-5.0-N-I, Smart controller/meter manufacturer : Reposit, Smart controller/meter model # : Reposit controller 2.0 series, Current sensor manufacturer : NULL, Current sensor model # : NULL, Other major component manufacturer : NULL, Other major component model # : NULL, Other major component manufacturer : NULL, Other major component model # : NULL, Battery Brand : Solax, SystemId : 411
27-Feb-20 | HBS1495 | Solax Triple Power T-Bat H 5.8 (2 off) w/ Solar X3-Hybrid-10.0-N-C, Reposit | 10000 | 10.4 | NULL | NULL | Triple Power | T-Bat H 5.8 | 2 | Solax Power | X3-Hybrid-10.0-N-C | Reposit | Reposit controller 2.0 series | NULL | NULL | NULL | NULL | NULL | NULL | Solax | 412 | Date Added : 27-Feb-20, Reference # : HBS1495, HBS designation : Solax Triple Power T-Bat H 5.8 (2 off) w/ Solar X3-Hybrid-10.0-N-C, Reposit, Inverter Capacity (Var) : 10000, Useable capacity (kWh) : 10.4, BESS manufacturer : NULL, BESS Model # : NULL, Battery System (BS) Manufacturer : Triple Power, Battery System (BS) Model # : T-Bat H 5.8, Number of BESS/BS in system : 2, Inverter manufacturer : Solax Power, Inverter model # : X3-Hybrid-10.0-N-C, Smart controller/meter manufacturer : Reposit, Smart controller/meter model # : Reposit controller 2.0 series, Current sensor manufacturer : NULL, Current sensor model # : NULL, Other major component manufacturer : NULL, Other major component model # : NULL, Other major component manufacturer : NULL, Other major component model # : NULL, Battery Brand : Solax, SystemId : 412
27-Feb-20 | HBS1496 | Solax Triple Power T-Bat H 5.8 (2 off) w/ Solar X3-Hybrid-10.0-N-E, Reposit | 10000 | 10.4 | NULL | NULL | Triple Power | T-Bat H 5.8 | 2 | Solax Power | X3-Hybrid-10.0-N-E | Reposit | Reposit controller 2.0 series | NULL | NULL | NULL | NULL | NULL | NULL | Solax | 413 | Date Added : 27-Feb-20, Reference # : HBS1496, HBS designation : Solax Triple Power T-Bat H 5.8 (2 off) w/ Solar X3-Hybrid-10.0-N-E, Reposit, Inverter Capacity (Var) : 10000, Useable capacity (kWh) : 10.4, BESS manufacturer : NULL, BESS Model # : NULL, Battery System (BS) Manufacturer : Triple Power, Battery System (BS) Model # : T-Bat H 5.8, Number of BESS/BS in system : 2, Inverter manufacturer : Solax Power, Inverter model # : X3-Hybrid-10.0-N-E, Smart controller/meter manufacturer : Reposit, Smart controller/meter model # : Reposit controller 2.0 series, Current sensor manufacturer : NULL, Current sensor model # : NULL, Other major component manufacturer : NULL, Other major component model # : NULL, Other major component manufacturer : NULL, Other major component model # : NULL, Battery Brand : Solax, SystemId : 413
27-Feb-20 | HBS1497 | Solax Triple Power T-Bat H 5.8 (2 off) w/ Solar X3-Hybrid-5.0-N-C, Reposit | 5000 | 10.4 | NULL | NULL | Triple Power | T-Bat H 5.8 | 2 | Solax Power | X3-Hybrid-5.0-N-C | Reposit | Reposit controller 2.0 series | NULL | NULL | NULL | NULL | NULL | NULL | Solax | 414 | Date Added : 27-Feb-20, Reference # : HBS1497, HBS designation : Solax Triple Power T-Bat H 5.8 (2 off) w/ Solar X3-Hybrid-5.0-N-C, Reposit, Inverter Capacity (Var) : 5000, Useable capacity (kWh) : 10.4, BESS manufacturer : NULL, BESS Model # : NULL, Battery System (BS) Manufacturer : Triple Power, Battery System (BS) Model # : T-Bat H 5.8, Number of BESS/BS in system : 2, Inverter manufacturer : Solax Power, Inverter model # : X3-Hybrid-5.0-N-C, Smart controller/meter manufacturer : Reposit, Smart controller/meter model # : Reposit controller 2.0 series, Current sensor manufacturer : NULL, Current sensor model # : NULL, Other major component manufacturer : NULL, Other major component model # : NULL, Other major component manufacturer : NULL, Other major component model # : NULL, Battery Brand : Solax, SystemId : 414
27-Feb-20 | HBS1498 | Solax Triple Power T-Bat H 5.8 (2 off) w/ Solar X3-Hybrid-5.0-N-E, Reposit | 5000 | 10.4 | NULL | NULL | Triple Power | T-Bat H 5.8 | 2 | Solax Power | X3-Hybrid-5.0-N-E | Reposit | Reposit controller 2.0 series | NULL | NULL | NULL | NULL | NULL | NULL | Solax | 415 | Date Added : 27-Feb-20, Reference # : HBS1498, HBS designation : Solax Triple Power T-Bat H 5.8 (2 off) w/ Solar X3-Hybrid-5.0-N-E, Reposit, Inverter Capacity (Var) : 5000, Useable capacity (kWh) : 10.4, BESS manufacturer : NULL, BESS Model # : NULL, Battery System (BS) Manufacturer : Triple Power, Battery System (BS) Model # : T-Bat H 5.8, Number of BESS/BS in system : 2, Inverter manufacturer : Solax Power, Inverter model # : X3-Hybrid-5.0-N-E, Smart controller/meter manufacturer : Reposit, Smart controller/meter model # : Reposit controller 2.0 series, Current sensor manufacturer : NULL, Current sensor model # : NULL, Other major component manufacturer : NULL, Other major component model # : NULL, Other major component manufacturer : NULL, Other major component model # : NULL, Battery Brand : Solax, SystemId : 415
27-Feb-20 | HBS1499 | Solax Triple Power T-Bat H 5.8 (2 off) w/ Solar X3-Hybrid-6.0-N-C, Reposit | 6000 | 10.4 | NULL | NULL | Triple Power | T-Bat H 5.8 | 2 | Solax Power | X3-Hybrid-6.0-N-C | Reposit | Reposit controller 2.0 series | NULL | NULL | NULL | NULL | NULL | NULL | Solax | 416 | Date Added : 27-Feb-20, Reference # : HBS1499, HBS designation : Solax Triple Power T-Bat H 5.8 (2 off) w/ Solar X3-Hybrid-6.0-N-C, Reposit, Inverter Capacity (Var) : 6000, Useable capacity (kWh) : 10.4, BESS manufacturer : NULL, BESS Model # : NULL, Battery System (BS) Manufacturer : Triple Power, Battery System (BS) Model # : T-Bat H 5.8, Number of BESS/BS in system : 2, Inverter manufacturer : Solax Power, Inverter model # : X3-Hybrid-6.0-N-C, Smart controller/meter manufacturer : Reposit, Smart controller/meter model # : Reposit controller 2.0 series, Current sensor manufacturer : NULL, Current sensor model # : NULL, Other major component manufacturer : NULL, Other major component model # : NULL, Other major component manufacturer : NULL, Other major component model # : NULL, Battery Brand : Solax, SystemId : 416
27-Feb-20 | HBS1500 | Solax Triple Power T-Bat H 5.8 (2 off) w/ Solar X3-Hybrid-6.0-N-E, Reposit | 6000 | 10.4 | NULL | NULL | Triple Power | T-Bat H 5.8 | 2 | Solax Power | X3-Hybrid-6.0-N-E | Reposit | Reposit controller 2.0 series | NULL | NULL | NULL | NULL | NULL | NULL | Solax | 417 | Date Added : 27-Feb-20, Reference # : HBS1500, HBS designation : Solax Triple Power T-Bat H 5.8 (2 off) w/ Solar X3-Hybrid-6.0-N-E, Reposit, Inverter Capacity (Var) : 6000, Useable capacity (kWh) : 10.4, BESS manufacturer : NULL, BESS Model # : NULL, Battery System (BS) Manufacturer : Triple Power, Battery System (BS) Model # : T-Bat H 5.8, Number of BESS/BS in system : 2, Inverter manufacturer : Solax Power, Inverter model # : X3-Hybrid-6.0-N-E, Smart controller/meter manufacturer : Reposit, Smart controller/meter model # : Reposit controller 2.0 series, Current sensor manufacturer : NULL, Current sensor model # : NULL, Other major component manufacturer : NULL, Other major component model # : NULL, Other major component manufacturer : NULL, Other major component model # : NULL, Battery Brand : Solax, SystemId : 417
27-Feb-20 | HBS1501 | Solax Triple Power T-Bat H 5.8 (2 off) w/ Solar X3-Hybrid-8.0-N-E, Reposit | 8000 | 10.4 | NULL | NULL | Triple Power | T-Bat H 5.8 | 2 | Solax Power | X3-Hybrid-8.0-N-E | Reposit | Reposit controller 2.0 series | NULL | NULL | NULL | NULL | NULL | NULL | Solax | 418 | Date Added : 27-Feb-20, Reference # : HBS1501, HBS designation : Solax Triple Power T-Bat H 5.8 (2 off) w/ Solar X3-Hybrid-8.0-N-E, Reposit, Inverter Capacity (Var) : 8000, Useable capacity (kWh) : 10.4, BESS manufacturer : NULL, BESS Model # : NULL, Battery System (BS) Manufacturer : Triple Power, Battery System (BS) Model # : T-Bat H 5.8, Number of BESS/BS in system : 2, Inverter manufacturer : Solax Power, Inverter model # : X3-Hybrid-8.0-N-E, Smart controller/meter manufacturer : Reposit, Smart controller/meter model # : Reposit controller 2.0 series, Current sensor manufacturer : NULL, Current sensor model # : NULL, Other major component manufacturer : NULL, Other major component model # : NULL, Other major component manufacturer : NULL, Other major component model # : NULL, Battery Brand : Solax, SystemId : 418
27-Feb-20 | HBS1502 | Solax Triple Power T-Bat H 5.8 (3 off) w/ Solar X1-Fit-3.7-I, Reposit | 3680 | 15.6 | NULL | NULL | Triple Power | T-Bat H 5.8 | 3 | Solax Power | X1-Fit-3.7-I | Reposit | Reposit controller 2.0 series | NULL | NULL | NULL | NULL | NULL | NULL | Solax | 419 | Date Added : 27-Feb-20, Reference # : HBS1502, HBS designation : Solax Triple Power T-Bat H 5.8 (3 off) w/ Solar X1-Fit-3.7-I, Reposit, Inverter Capacity (Var) : 3680, Useable capacity (kWh) : 15.6, BESS manufacturer : NULL, BESS Model # : NULL, Battery System (BS) Manufacturer : Triple Power, Battery System (BS) Model # : T-Bat H 5.8, Number of BESS/BS in system : 3, Inverter manufacturer : Solax Power, Inverter model # : X1-Fit-3.7-I, Smart controller/meter manufacturer : Reposit, Smart controller/meter model # : Reposit controller 2.0 series, Current sensor manufacturer : NULL, Current sensor model # : NULL, Other major component manufacturer : NULL, Other major component model # : NULL, Other major component manufacturer : NULL, Other major component model # : NULL, Battery Brand : Solax, SystemId : 419
27-Feb-20 | HBS1503 | Solax Triple Power T-Bat H 5.8 (3 off) w/ Solar X1-Fit-4.6-I, Reposit | 4600 | 15.6 | NULL | NULL | Triple Power | T-Bat H 5.8 | 3 | Solax Power | X1-Fit-4.6-I | Reposit | Reposit controller 2.0 series | NULL | NULL | NULL | NULL | NULL | NULL | Solax | 420 | Date Added : 27-Feb-20, Reference # : HBS1503, HBS designation : Solax Triple Power T-Bat H 5.8 (3 off) w/ Solar X1-Fit-4.6-I, Reposit, Inverter Capacity (Var) : 4600, Useable capacity (kWh) : 15.6, BESS manufacturer : NULL, BESS Model # : NULL, Battery System (BS) Manufacturer : Triple Power, Battery System (BS) Model # : T-Bat H 5.8, Number of BESS/BS in system : 3, Inverter manufacturer : Solax Power, Inverter model # : X1-Fit-4.6-I, Smart controller/meter manufacturer : Reposit, Smart controller/meter model # : Reposit controller 2.0 series, Current sensor manufacturer : NULL, Current sensor model # : NULL, Other major component manufacturer : NULL, Other major component model # : NULL, Other major component manufacturer : NULL, Other major component model # : NULL, Battery Brand : Solax, SystemId : 420
27-Feb-20 | HBS1504 | Solax Triple Power T-Bat H 5.8 (3 off) w/ Solar X1-Fit-5.0-C, Reposit | 4999 | 15.6 | NULL | NULL | Triple Power | T-Bat H 5.8 | 3 | Solax Power | X1-Fit-5.0-C | Reposit | Reposit controller 2.0 series | NULL | NULL | NULL | NULL | NULL | NULL | Solax | 421 | Date Added : 27-Feb-20, Reference # : HBS1504, HBS designation : Solax Triple Power T-Bat H 5.8 (3 off) w/ Solar X1-Fit-5.0-C, Reposit, Inverter Capacity (Var) : 4999, Useable capacity (kWh) : 15.6, BESS manufacturer : NULL, BESS Model # : NULL, Battery System (BS) Manufacturer : Triple Power, Battery System (BS) Model # : T-Bat H 5.8, Number of BESS/BS in system : 3, Inverter manufacturer : Solax Power, Inverter model # : X1-Fit-5.0-C, Smart controller/meter manufacturer : Reposit, Smart controller/meter model # : Reposit controller 2.0 series, Current sensor manufacturer : NULL, Current sensor model # : NULL, Other major component manufacturer : NULL, Other major component model # : NULL, Other major component manufacturer : NULL, Other major component model # : NULL, Battery Brand : Solax, SystemId : 421
27-Feb-20 | HBS1505 | Solax Triple Power T-Bat H 5.8 (3 off) w/ Solar X1-Fit-5.0-I, Reposit | 4999 | 15.6 | NULL | NULL | Triple Power | T-Bat H 5.8 | 3 | Solax Power | X1-Fit-5.0-I | Reposit | Reposit controller 2.0 series | NULL | NULL | NULL | NULL | NULL | NULL | Solax | 422 | Date Added : 27-Feb-20, Reference # : HBS1505, HBS designation : Solax Triple Power T-Bat H 5.8 (3 off) w/ Solar X1-Fit-5.0-I, Reposit, Inverter Capacity (Var) : 4999, Useable capacity (kWh) : 15.6, BESS manufacturer : NULL, BESS Model # : NULL, Battery System (BS) Manufacturer : Triple Power, Battery System (BS) Model # : T-Bat H 5.8, Number of BESS/BS in system : 3, Inverter manufacturer : Solax Power, Inverter model # : X1-Fit-5.0-I, Smart controller/meter manufacturer : Reposit, Smart controller/meter model # : Reposit controller 2.0 series, Current sensor manufacturer : NULL, Current sensor model # : NULL, Other major component manufacturer : NULL, Other major component model # : NULL, Other major component manufacturer : NULL, Other major component model # : NULL, Battery Brand : Solax, SystemId : 422
27-Feb-20 | HBS1506 | Solax Triple Power T-Bat H 5.8 (3 off) w/ Solar X1-Hybrid-3.0-N-I, Reposit | 3000 | 15.6 | NULL | NULL | Triple Power | T-Bat H 5.8 | 3 | Solax Power | X1-Hybrid-3.0-N-I | Reposit | Reposit controller 2.0 series | NULL | NULL | NULL | NULL | NULL | NULL | Solax | 423 | Date Added : 27-Feb-20, Reference # : HBS1506, HBS designation : Solax Triple Power T-Bat H 5.8 (3 off) w/ Solar X1-Hybrid-3.0-N-I, Reposit, Inverter Capacity (Var) : 3000, Useable capacity (kWh) : 15.6, BESS manufacturer : NULL, BESS Model # : NULL, Battery System (BS) Manufacturer : Triple Power, Battery System (BS) Model # : T-Bat H 5.8, Number of BESS/BS in system : 3, Inverter manufacturer : Solax Power, Inverter model # : X1-Hybrid-3.0-N-I, Smart controller/meter manufacturer : Reposit, Smart controller/meter model # : Reposit controller 2.0 series, Current sensor manufacturer : NULL, Current sensor model # : NULL, Other major component manufacturer : NULL, Other major component model # : NULL, Other major component manufacturer : NULL, Other major component model # : NULL, Battery Brand : Solax, SystemId : 423
27-Feb-20 | HBS1507 | Solax Triple Power T-Bat H 5.8 (3 off) w/ Solar X1-Hybrid-3.7-N-I, Reposit | 3680 | 15.6 | NULL | NULL | Triple Power | T-Bat H 5.8 | 3 | Solax Power | X1-Hybrid-3.7-N-I | Reposit | Reposit controller 2.0 series | NULL | NULL | NULL | NULL | NULL | NULL | Solax | 424 | Date Added : 27-Feb-20, Reference # : HBS1507, HBS designation : Solax Triple Power T-Bat H 5.8 (3 off) w/ Solar X1-Hybrid-3.7-N-I, Reposit, Inverter Capacity (Var) : 3680, Useable capacity (kWh) : 15.6, BESS manufacturer : NULL, BESS Model # : NULL, Battery System (BS) Manufacturer : Triple Power, Battery System (BS) Model # : T-Bat H 5.8, Number of BESS/BS in system : 3, Inverter manufacturer : Solax Power, Inverter model # : X1-Hybrid-3.7-N-I, Smart controller/meter manufacturer : Reposit, Smart controller/meter model # : Reposit controller 2.0 series, Current sensor manufacturer : NULL, Current sensor model # : NULL, Other major component manufacturer : NULL, Other major component model # : NULL, Other major component manufacturer : NULL, Other major component model # : NULL, Battery Brand : Solax, SystemId : 424
27-Feb-20 | HBS1508 | Solax Triple Power T-Bat H 5.8 (3 off) w/ Solar X1-Hybrid-4.6-N-I, Reposit | 4600 | 15.6 | NULL | NULL | Triple Power | T-Bat H 5.8 | 3 | Solax Power | X1-Hybrid-4.6-N-I | Reposit | Reposit controller 2.0 series | NULL | NULL | NULL | NULL | NULL | NULL | Solax | 425 | Date Added : 27-Feb-20, Reference # : HBS1508, HBS designation : Solax Triple Power T-Bat H 5.8 (3 off) w/ Solar X1-Hybrid-4.6-N-I, Reposit, Inverter Capacity (Var) : 4600, Useable capacity (kWh) : 15.6, BESS manufacturer : NULL, BESS Model # : NULL, Battery System (BS) Manufacturer : Triple Power, Battery System (BS) Model # : T-Bat H 5.8, Number of BESS/BS in system : 3, Inverter manufacturer : Solax Power, Inverter model # : X1-Hybrid-4.6-N-I, Smart controller/meter manufacturer : Reposit, Smart controller/meter model # : Reposit controller 2.0 series, Current sensor manufacturer : NULL, Current sensor model # : NULL, Other major component manufacturer : NULL, Other major component model # : NULL, Other major component manufacturer : NULL, Other major component model # : NULL, Battery Brand : Solax, SystemId : 425
27-Feb-20 | HBS1509 | Solax Triple Power T-Bat H 5.8 (3 off) w/ Solar X1-Hybrid-5.0-N-I, Reposit | 4999 | 15.6 | NULL | NULL | Triple Power | T-Bat H 5.8 | 3 | Solax Power | X1-Hybrid-5.0-N-I | Reposit | Reposit controller 2.0 series | NULL | NULL | NULL | NULL | NULL | NULL | Solax | 426 | Date Added : 27-Feb-20, Reference # : HBS1509, HBS designation : Solax Triple Power T-Bat H 5.8 (3 off) w/ Solar X1-Hybrid-5.0-N-I, Reposit, Inverter Capacity (Var) : 4999, Useable capacity (kWh) : 15.6, BESS manufacturer : NULL, BESS Model # : NULL, Battery System (BS) Manufacturer : Triple Power, Battery System (BS) Model # : T-Bat H 5.8, Number of BESS/BS in system : 3, Inverter manufacturer : Solax Power, Inverter model # : X1-Hybrid-5.0-N-I, Smart controller/meter manufacturer : Reposit, Smart controller/meter model # : Reposit controller 2.0 series, Current sensor manufacturer : NULL, Current sensor model # : NULL, Other major component manufacturer : NULL, Other major component model # : NULL, Other major component manufacturer : NULL, Other major component model # : NULL, Battery Brand : Solax, SystemId : 426
27-Feb-20 | HBS1510 | Solax Triple Power T-Bat H 5.8 (3 off) w/ Solar X3-Hybrid-10.0-N-C, Reposit | 10000 | 15.6 | NULL | NULL | Triple Power | T-Bat H 5.8 | 3 | Solax Power | X3-Hybrid-10.0-N-C | Reposit | Reposit controller 2.0 series | NULL | NULL | NULL | NULL | NULL | NULL | Solax | 427 | Date Added : 27-Feb-20, Reference # : HBS1510, HBS designation : Solax Triple Power T-Bat H 5.8 (3 off) w/ Solar X3-Hybrid-10.0-N-C, Reposit, Inverter Capacity (Var) : 10000, Useable capacity (kWh) : 15.6, BESS manufacturer : NULL, BESS Model # : NULL, Battery System (BS) Manufacturer : Triple Power, Battery System (BS) Model # : T-Bat H 5.8, Number of BESS/BS in system : 3, Inverter manufacturer : Solax Power, Inverter model # : X3-Hybrid-10.0-N-C, Smart controller/meter manufacturer : Reposit, Smart controller/meter model # : Reposit controller 2.0 series, Current sensor manufacturer : NULL, Current sensor model # : NULL, Other major component manufacturer : NULL, Other major component model # : NULL, Other major component manufacturer : NULL, Other major component model # : NULL, Battery Brand : Solax, SystemId : 427
27-Feb-20 | HBS1511 | Solax Triple Power T-Bat H 5.8 (3 off) w/ Solar X3-Hybrid-10.0-N-E, Reposit | 10000 | 15.6 | NULL | NULL | Triple Power | T-Bat H 5.8 | 3 | Solax Power | X3-Hybrid-10.0-N-E | Reposit | Reposit controller 2.0 series | NULL | NULL | NULL | NULL | NULL | NULL | Solax | 428 | Date Added : 27-Feb-20, Reference # : HBS1511, HBS designation : Solax Triple Power T-Bat H 5.8 (3 off) w/ Solar X3-Hybrid-10.0-N-E, Reposit, Inverter Capacity (Var) : 10000, Useable capacity (kWh) : 15.6, BESS manufacturer : NULL, BESS Model # : NULL, Battery System (BS) Manufacturer : Triple Power, Battery System (BS) Model # : T-Bat H 5.8, Number of BESS/BS in system : 3, Inverter manufacturer : Solax Power, Inverter model # : X3-Hybrid-10.0-N-E, Smart controller/meter manufacturer : Reposit, Smart controller/meter model # : Reposit controller 2.0 series, Current sensor manufacturer : NULL, Current sensor model # : NULL, Other major component manufacturer : NULL, Other major component model # : NULL, Other major component manufacturer : NULL, Other major component model # : NULL, Battery Brand : Solax, SystemId : 428
27-Feb-20 | HBS1512 | Solax Triple Power T-Bat H 5.8 (3 off) w/ Solar X3-Hybrid-5.0-N-C, Reposit | 5000 | 15.6 | NULL | NULL | Triple Power | T-Bat H 5.8 | 3 | Solax Power | X3-Hybrid-5.0-N-C | Reposit | Reposit controller 2.0 series | NULL | NULL | NULL | NULL | NULL | NULL | Solax | 429 | Date Added : 27-Feb-20, Reference # : HBS1512, HBS designation : Solax Triple Power T-Bat H 5.8 (3 off) w/ Solar X3-Hybrid-5.0-N-C, Reposit, Inverter Capacity (Var) : 5000, Useable capacity (kWh) : 15.6, BESS manufacturer : NULL, BESS Model # : NULL, Battery System (BS) Manufacturer : Triple Power, Battery System (BS) Model # : T-Bat H 5.8, Number of BESS/BS in system : 3, Inverter manufacturer : Solax Power, Inverter model # : X3-Hybrid-5.0-N-C, Smart controller/meter manufacturer : Reposit, Smart controller/meter model # : Reposit controller 2.0 series, Current sensor manufacturer : NULL, Current sensor model # : NULL, Other major component manufacturer : NULL, Other major component model # : NULL, Other major component manufacturer : NULL, Other major component model # : NULL, Battery Brand : Solax, SystemId : 429
27-Feb-20 | HBS1513 | Solax Triple Power T-Bat H 5.8 (3 off) w/ Solar X3-Hybrid-5.0-N-E, Reposit | 5000 | 15.6 | NULL | NULL | Triple Power | T-Bat H 5.8 | 3 | Solax Power | X3-Hybrid-5.0-N-E | Reposit | Reposit controller 2.0 series | NULL | NULL | NULL | NULL | NULL | NULL | Solax | 430 | Date Added : 27-Feb-20, Reference # : HBS1513, HBS designation : Solax Triple Power T-Bat H 5.8 (3 off) w/ Solar X3-Hybrid-5.0-N-E, Reposit, Inverter Capacity (Var) : 5000, Useable capacity (kWh) : 15.6, BESS manufacturer : NULL, BESS Model # : NULL, Battery System (BS) Manufacturer : Triple Power, Battery System (BS) Model # : T-Bat H 5.8, Number of BESS/BS in system : 3, Inverter manufacturer : Solax Power, Inverter model # : X3-Hybrid-5.0-N-E, Smart controller/meter manufacturer : Reposit, Smart controller/meter model # : Reposit controller 2.0 series, Current sensor manufacturer : NULL, Current sensor model # : NULL, Other major component manufacturer : NULL, Other major component model # : NULL, Other major component manufacturer : NULL, Other major component model # : NULL, Battery Brand : Solax, SystemId : 430
27-Feb-20 | HBS1514 | Solax Triple Power T-Bat H 5.8 (3 off) w/ Solar X3-Hybrid-6.0-N-C, Reposit | 6000 | 15.6 | NULL | NULL | Triple Power | T-Bat H 5.8 | 3 | Solax Power | X3-Hybrid-6.0-N-C | Reposit | Reposit controller 2.0 series | NULL | NULL | NULL | NULL | NULL | NULL | Solax | 431 | Date Added : 27-Feb-20, Reference # : HBS1514, HBS designation : Solax Triple Power T-Bat H 5.8 (3 off) w/ Solar X3-Hybrid-6.0-N-C, Reposit, Inverter Capacity (Var) : 6000, Useable capacity (kWh) : 15.6, BESS manufacturer : NULL, BESS Model # : NULL, Battery System (BS) Manufacturer : Triple Power, Battery System (BS) Model # : T-Bat H 5.8, Number of BESS/BS in system : 3, Inverter manufacturer : Solax Power, Inverter model # : X3-Hybrid-6.0-N-C, Smart controller/meter manufacturer : Reposit, Smart controller/meter model # : Reposit controller 2.0 series, Current sensor manufacturer : NULL, Current sensor model # : NULL, Other major component manufacturer : NULL, Other major component model # : NULL, Other major component manufacturer : NULL, Other major component model # : NULL, Battery Brand : Solax, SystemId : 431
27-Feb-20 | HBS1515 | Solax Triple Power T-Bat H 5.8 (3 off) w/ Solar X3-Hybrid-6.0-N-E, Reposit | 6000 | 15.6 | NULL | NULL | Triple Power | T-Bat H 5.8 | 3 | Solax Power | X3-Hybrid-6.0-N-E | Reposit | Reposit controller 2.0 series | NULL | NULL | NULL | NULL | NULL | NULL | Solax | 432 | Date Added : 27-Feb-20, Reference # : HBS1515, HBS designation : Solax Triple Power T-Bat H 5.8 (3 off) w/ Solar X3-Hybrid-6.0-N-E, Reposit, Inverter Capacity (Var) : 6000, Useable capacity (kWh) : 15.6, BESS manufacturer : NULL, BESS Model # : NULL, Battery System (BS) Manufacturer : Triple Power, Battery System (BS) Model # : T-Bat H 5.8, Number of BESS/BS in system : 3, Inverter manufacturer : Solax Power, Inverter model # : X3-Hybrid-6.0-N-E, Smart controller/meter manufacturer : Reposit, Smart controller/meter model # : Reposit controller 2.0 series, Current sensor manufacturer : NULL, Current sensor model # : NULL, Other major component manufacturer : NULL, Other major component model # : NULL, Other major component manufacturer : NULL, Other major component model # : NULL, Battery Brand : Solax, SystemId : 432
27-Feb-20 | HBS1516 | Solax Triple Power T-Bat H 5.8 (3 off) w/ Solar X3-Hybrid-8.0-N-E, Reposit | 8000 | 15.6 | NULL | NULL | Triple Power | T-Bat H 5.8 | 3 | Solax Power | X3-Hybrid-8.0-N-E | Reposit | Reposit controller 2.0 series | NULL | NULL | NULL | NULL | NULL | NULL | Solax | 433 | Date Added : 27-Feb-20, Reference # : HBS1516, HBS designation : Solax Triple Power T-Bat H 5.8 (3 off) w/ Solar X3-Hybrid-8.0-N-E, Reposit, Inverter Capacity (Var) : 8000, Useable capacity (kWh) : 15.6, BESS manufacturer : NULL, BESS Model # : NULL, Battery System (BS) Manufacturer : Triple Power, Battery System (BS) Model # : T-Bat H 5.8, Number of BESS/BS in system : 3, Inverter manufacturer : Solax Power, Inverter model # : X3-Hybrid-8.0-N-E, Smart controller/meter manufacturer : Reposit, Smart controller/meter model # : Reposit controller 2.0 series, Current sensor manufacturer : NULL, Current sensor model # : NULL, Other major component manufacturer : NULL, Other major component model # : NULL, Other major component manufacturer : NULL, Other major component model # : NULL, Battery Brand : Solax, SystemId : 433
27-Feb-20 | HBS1517 | Solax Triple Power T-Bat H 5.8 (4 off) w/ Solar X1-Fit-3.7-I, Reposit | 3680 | 20.8 | NULL | NULL | Triple Power | T-Bat H 5.8 | 4 | Solax Power | X1-Fit-3.7-I | Reposit | Reposit controller 2.0 series | NULL | NULL | NULL | NULL | NULL | NULL | Solax | 434 | Date Added : 27-Feb-20, Reference # : HBS1517, HBS designation : Solax Triple Power T-Bat H 5.8 (4 off) w/ Solar X1-Fit-3.7-I, Reposit, Inverter Capacity (Var) : 3680, Useable capacity (kWh) : 20.8, BESS manufacturer : NULL, BESS Model # : NULL, Battery System (BS) Manufacturer : Triple Power, Battery System (BS) Model # : T-Bat H 5.8, Number of BESS/BS in system : 4, Inverter manufacturer : Solax Power, Inverter model # : X1-Fit-3.7-I, Smart controller/meter manufacturer : Reposit, Smart controller/meter model # : Reposit controller 2.0 series, Current sensor manufacturer : NULL, Current sensor model # : NULL, Other major component manufacturer : NULL, Other major component model # : NULL, Other major component manufacturer : NULL, Other major component model # : NULL, Battery Brand : Solax, SystemId : 434
27-Feb-20 | HBS1518 | Solax Triple Power T-Bat H 5.8 (4 off) w/ Solar X1-Fit-4.6-I, Reposit | 4600 | 20.8 | NULL | NULL | Triple Power | T-Bat H 5.8 | 4 | Solax Power | X1-Fit-4.6-I | Reposit | Reposit controller 2.0 series | NULL | NULL | NULL | NULL | NULL | NULL | Solax | 435 | Date Added : 27-Feb-20, Reference # : HBS1518, HBS designation : Solax Triple Power T-Bat H 5.8 (4 off) w/ Solar X1-Fit-4.6-I, Reposit, Inverter Capacity (Var) : 4600, Useable capacity (kWh) : 20.8, BESS manufacturer : NULL, BESS Model # : NULL, Battery System (BS) Manufacturer : Triple Power, Battery System (BS) Model # : T-Bat H 5.8, Number of BESS/BS in system : 4, Inverter manufacturer : Solax Power, Inverter model # : X1-Fit-4.6-I, Smart controller/meter manufacturer : Reposit, Smart controller/meter model # : Reposit controller 2.0 series, Current sensor manufacturer : NULL, Current sensor model # : NULL, Other major component manufacturer : NULL, Other major component model # : NULL, Other major component manufacturer : NULL, Other major component model # : NULL, Battery Brand : Solax, SystemId : 435
27-Feb-20 | HBS1519 | Solax Triple Power T-Bat H 5.8 (4 off) w/ Solar X1-Fit-5.0-C, Reposit | 4999 | 20.8 | NULL | NULL | Triple Power | T-Bat H 5.8 | 4 | Solax Power | X1-Fit-5.0-C | Reposit | Reposit controller 2.0 series | NULL | NULL | NULL | NULL | NULL | NULL | Solax | 436 | Date Added : 27-Feb-20, Reference # : HBS1519, HBS designation : Solax Triple Power T-Bat H 5.8 (4 off) w/ Solar X1-Fit-5.0-C, Reposit, Inverter Capacity (Var) : 4999, Useable capacity (kWh) : 20.8, BESS manufacturer : NULL, BESS Model # : NULL, Battery System (BS) Manufacturer : Triple Power, Battery System (BS) Model # : T-Bat H 5.8, Number of BESS/BS in system : 4, Inverter manufacturer : Solax Power, Inverter model # : X1-Fit-5.0-C, Smart controller/meter manufacturer : Reposit, Smart controller/meter model # : Reposit controller 2.0 series, Current sensor manufacturer : NULL, Current sensor model # : NULL, Other major component manufacturer : NULL, Other major component model # : NULL, Other major component manufacturer : NULL, Other major component model # : NULL, Battery Brand : Solax, SystemId : 436
27-Feb-20 | HBS1520 | Solax Triple Power T-Bat H 5.8 (4 off) w/ Solar X1-Fit-5.0-I, Reposit | 4999 | 20.8 | NULL | NULL | Triple Power | T-Bat H 5.8 | 4 | Solax Power | X1-Fit-5.0-I | Reposit | Reposit controller 2.0 series | NULL | NULL | NULL | NULL | NULL | NULL | Solax | 437 | Date Added : 27-Feb-20, Reference # : HBS1520, HBS designation : Solax Triple Power T-Bat H 5.8 (4 off) w/ Solar X1-Fit-5.0-I, Reposit, Inverter Capacity (Var) : 4999, Useable capacity (kWh) : 20.8, BESS manufacturer : NULL, BESS Model # : NULL, Battery System (BS) Manufacturer : Triple Power, Battery System (BS) Model # : T-Bat H 5.8, Number of BESS/BS in system : 4, Inverter manufacturer : Solax Power, Inverter model # : X1-Fit-5.0-I, Smart controller/meter manufacturer : Reposit, Smart controller/meter model # : Reposit controller 2.0 series, Current sensor manufacturer : NULL, Current sensor model # : NULL, Other major component manufacturer : NULL, Other major component model # : NULL, Other major component manufacturer : NULL, Other major component model # : NULL, Battery Brand : Solax, SystemId : 437
27-Feb-20 | HBS1521 | Solax Triple Power T-Bat H 5.8 (4 off) w/ Solar X1-Hybrid-3.0-N-I, Reposit | 3000 | 20.8 | NULL | NULL | Triple Power | T-Bat H 5.8 | 4 | Solax Power | X1-Hybrid-3.0-N-I | Reposit | Reposit controller 2.0 series | NULL | NULL | NULL | NULL | NULL | NULL | Solax | 438 | Date Added : 27-Feb-20, Reference # : HBS1521, HBS designation : Solax Triple Power T-Bat H 5.8 (4 off) w/ Solar X1-Hybrid-3.0-N-I, Reposit, Inverter Capacity (Var) : 3000, Useable capacity (kWh) : 20.8, BESS manufacturer : NULL, BESS Model # : NULL, Battery System (BS) Manufacturer : Triple Power, Battery System (BS) Model # : T-Bat H 5.8, Number of BESS/BS in system : 4, Inverter manufacturer : Solax Power, Inverter model # : X1-Hybrid-3.0-N-I, Smart controller/meter manufacturer : Reposit, Smart controller/meter model # : Reposit controller 2.0 series, Current sensor manufacturer : NULL, Current sensor model # : NULL, Other major component manufacturer : NULL, Other major component model # : NULL, Other major component manufacturer : NULL, Other major component model # : NULL, Battery Brand : Solax, SystemId : 438
27-Feb-20 | HBS1522 | Solax Triple Power T-Bat H 5.8 (4 off) w/ Solar X1-Hybrid-3.7-N-I, Reposit | 3680 | 20.8 | NULL | NULL | Triple Power | T-Bat H 5.8 | 4 | Solax Power | X1-Hybrid-3.7-N-I | Reposit | Reposit controller 2.0 series | NULL | NULL | NULL | NULL | NULL | NULL | Solax | 439 | Date Added : 27-Feb-20, Reference # : HBS1522, HBS designation : Solax Triple Power T-Bat H 5.8 (4 off) w/ Solar X1-Hybrid-3.7-N-I, Reposit, Inverter Capacity (Var) : 3680, Useable capacity (kWh) : 20.8, BESS manufacturer : NULL, BESS Model # : NULL, Battery System (BS) Manufacturer : Triple Power, Battery System (BS) Model # : T-Bat H 5.8, Number of BESS/BS in system : 4, Inverter manufacturer : Solax Power, Inverter model # : X1-Hybrid-3.7-N-I, Smart controller/meter manufacturer : Reposit, Smart controller/meter model # : Reposit controller 2.0 series, Current sensor manufacturer : NULL, Current sensor model # : NULL, Other major component manufacturer : NULL, Other major component model # : NULL, Other major component manufacturer : NULL, Other major component model # : NULL, Battery Brand : Solax, SystemId : 439
27-Feb-20 | HBS1523 | Solax Triple Power T-Bat H 5.8 (4 off) w/ Solar X1-Hybrid-4.6-N-I, Reposit | 4600 | 20.8 | NULL | NULL | Triple Power | T-Bat H 5.8 | 4 | Solax Power | X1-Hybrid-4.6-N-I | Reposit | Reposit controller 2.0 series | NULL | NULL | NULL | NULL | NULL | NULL | Solax | 440 | Date Added : 27-Feb-20, Reference # : HBS1523, HBS designation : Solax Triple Power T-Bat H 5.8 (4 off) w/ Solar X1-Hybrid-4.6-N-I, Reposit, Inverter Capacity (Var) : 4600, Useable capacity (kWh) : 20.8, BESS manufacturer : NULL, BESS Model # : NULL, Battery System (BS) Manufacturer : Triple Power, Battery System (BS) Model # : T-Bat H 5.8, Number of BESS/BS in system : 4, Inverter manufacturer : Solax Power, Inverter model # : X1-Hybrid-4.6-N-I, Smart controller/meter manufacturer : Reposit, Smart controller/meter model # : Reposit controller 2.0 series, Current sensor manufacturer : NULL, Current sensor model # : NULL, Other major component manufacturer : NULL, Other major component model # : NULL, Other major component manufacturer : NULL, Other major component model # : NULL, Battery Brand : Solax, SystemId : 440
27-Feb-20 | HBS1524 | Solax Triple Power T-Bat H 5.8 (4 off) w/ Solar X1-Hybrid-5.0-N-I, Reposit | 4999 | 20.8 | NULL | NULL | Triple Power | T-Bat H 5.8 | 4 | Solax Power | X1-Hybrid-5.0-N-I | Reposit | Reposit controller 2.0 series | NULL | NULL | NULL | NULL | NULL | NULL | Solax | 441 | Date Added : 27-Feb-20, Reference # : HBS1524, HBS designation : Solax Triple Power T-Bat H 5.8 (4 off) w/ Solar X1-Hybrid-5.0-N-I, Reposit, Inverter Capacity (Var) : 4999, Useable capacity (kWh) : 20.8, BESS manufacturer : NULL, BESS Model # : NULL, Battery System (BS) Manufacturer : Triple Power, Battery System (BS) Model # : T-Bat H 5.8, Number of BESS/BS in system : 4, Inverter manufacturer : Solax Power, Inverter model # : X1-Hybrid-5.0-N-I, Smart controller/meter manufacturer : Reposit, Smart controller/meter model # : Reposit controller 2.0 series, Current sensor manufacturer : NULL, Current sensor model # : NULL, Other major component manufacturer : NULL, Other major component model # : NULL, Other major component manufacturer : NULL, Other major component model # : NULL, Battery Brand : Solax, SystemId : 441
27-Feb-20 | HBS1525 | Solax Triple Power T-Bat H 5.8 (4 off) w/ Solar X3-Hybrid-10.0-N-C, Reposit | 10000 | 20.8 | NULL | NULL | Triple Power | T-Bat H 5.8 | 4 | Solax Power | X3-Hybrid-10.0-N-C | Reposit | Reposit controller 2.0 series | NULL | NULL | NULL | NULL | NULL | NULL | Solax | 442 | Date Added : 27-Feb-20, Reference # : HBS1525, HBS designation : Solax Triple Power T-Bat H 5.8 (4 off) w/ Solar X3-Hybrid-10.0-N-C, Reposit, Inverter Capacity (Var) : 10000, Useable capacity (kWh) : 20.8, BESS manufacturer : NULL, BESS Model # : NULL, Battery System (BS) Manufacturer : Triple Power, Battery System (BS) Model # : T-Bat H 5.8, Number of BESS/BS in system : 4, Inverter manufacturer : Solax Power, Inverter model # : X3-Hybrid-10.0-N-C, Smart controller/meter manufacturer : Reposit, Smart controller/meter model # : Reposit controller 2.0 series, Current sensor manufacturer : NULL, Current sensor model # : NULL, Other major component manufacturer : NULL, Other major component model # : NULL, Other major component manufacturer : NULL, Other major component model # : NULL, Battery Brand : Solax, SystemId : 442
27-Feb-20 | HBS1526 | Solax Triple Power T-Bat H 5.8 (4 off) w/ Solar X3-Hybrid-10.0-N-E, Reposit | 10000 | 20.8 | NULL | NULL | Triple Power | T-Bat H 5.8 | 4 | Solax Power | X3-Hybrid-10.0-N-E | Reposit | Reposit controller 2.0 series | NULL | NULL | NULL | NULL | NULL | NULL | Solax | 443 | Date Added : 27-Feb-20, Reference # : HBS1526, HBS designation : Solax Triple Power T-Bat H 5.8 (4 off) w/ Solar X3-Hybrid-10.0-N-E, Reposit, Inverter Capacity (Var) : 10000, Useable capacity (kWh) : 20.8, BESS manufacturer : NULL, BESS Model # : NULL, Battery System (BS) Manufacturer : Triple Power, Battery System (BS) Model # : T-Bat H 5.8, Number of BESS/BS in system : 4, Inverter manufacturer : Solax Power, Inverter model # : X3-Hybrid-10.0-N-E, Smart controller/meter manufacturer : Reposit, Smart controller/meter model # : Reposit controller 2.0 series, Current sensor manufacturer : NULL, Current sensor model # : NULL, Other major component manufacturer : NULL, Other major component model # : NULL, Other major component manufacturer : NULL, Other major component model # : NULL, Battery Brand : Solax, SystemId : 443
27-Feb-20 | HBS1527 | Solax Triple Power T-Bat H 5.8 (4 off) w/ Solar X3-Hybrid-5.0-N-C, Reposit | 5000 | 20.8 | NULL | NULL | Triple Power | T-Bat H 5.8 | 4 | Solax Power | X3-Hybrid-5.0-N-C | Reposit | Reposit controller 2.0 series | NULL | NULL | NULL | NULL | NULL | NULL | Solax | 444 | Date Added : 27-Feb-20, Reference # : HBS1527, HBS designation : Solax Triple Power T-Bat H 5.8 (4 off) w/ Solar X3-Hybrid-5.0-N-C, Reposit, Inverter Capacity (Var) : 5000, Useable capacity (kWh) : 20.8, BESS manufacturer : NULL, BESS Model # : NULL, Battery System (BS) Manufacturer : Triple Power, Battery System (BS) Model # : T-Bat H 5.8, Number of BESS/BS in system : 4, Inverter manufacturer : Solax Power, Inverter model # : X3-Hybrid-5.0-N-C, Smart controller/meter manufacturer : Reposit, Smart controller/meter model # : Reposit controller 2.0 series, Current sensor manufacturer : NULL, Current sensor model # : NULL, Other major component manufacturer : NULL, Other major component model # : NULL, Other major component manufacturer : NULL, Other major component model # : NULL, Battery Brand : Solax, SystemId : 444
27-Feb-20 | HBS1528 | Solax Triple Power T-Bat H 5.8 (4 off) w/ Solar X3-Hybrid-5.0-N-E, Reposit | 5000 | 20.8 | NULL | NULL | Triple Power | T-Bat H 5.8 | 4 | Solax Power | X3-Hybrid-5.0-N-E | Reposit | Reposit controller 2.0 series | NULL | NULL | NULL | NULL | NULL | NULL | Solax | 445 | Date Added : 27-Feb-20, Reference # : HBS1528, HBS designation : Solax Triple Power T-Bat H 5.8 (4 off) w/ Solar X3-Hybrid-5.0-N-E, Reposit, Inverter Capacity (Var) : 5000, Useable capacity (kWh) : 20.8, BESS manufacturer : NULL, BESS Model # : NULL, Battery System (BS) Manufacturer : Triple Power, Battery System (BS) Model # : T-Bat H 5.8, Number of BESS/BS in system : 4, Inverter manufacturer : Solax Power, Inverter model # : X3-Hybrid-5.0-N-E, Smart controller/meter manufacturer : Reposit, Smart controller/meter model # : Reposit controller 2.0 series, Current sensor manufacturer : NULL, Current sensor model # : NULL, Other major component manufacturer : NULL, Other major component model # : NULL, Other major component manufacturer : NULL, Other major component model # : NULL, Battery Brand : Solax, SystemId : 445
27-Feb-20 | HBS1529 | Solax Triple Power T-Bat H 5.8 (4 off) w/ Solar X3-Hybrid-6.0-N-C, Reposit | 6000 | 20.8 | NULL | NULL | Triple Power | T-Bat H 5.8 | 4 | Solax Power | X3-Hybrid-6.0-N-C | Reposit | Reposit controller 2.0 series | NULL | NULL | NULL | NULL | NULL | NULL | Solax | 446 | Date Added : 27-Feb-20, Reference # : HBS1529, HBS designation : Solax Triple Power T-Bat H 5.8 (4 off) w/ Solar X3-Hybrid-6.0-N-C, Reposit, Inverter Capacity (Var) : 6000, Useable capacity (kWh) : 20.8, BESS manufacturer : NULL, BESS Model # : NULL, Battery System (BS) Manufacturer : Triple Power, Battery System (BS) Model # : T-Bat H 5.8, Number of BESS/BS in system : 4, Inverter manufacturer : Solax Power, Inverter model # : X3-Hybrid-6.0-N-C, Smart controller/meter manufacturer : Reposit, Smart controller/meter model # : Reposit controller 2.0 series, Current sensor manufacturer : NULL, Current sensor model # : NULL, Other major component manufacturer : NULL, Other major component model # : NULL, Other major component manufacturer : NULL, Other major component model # : NULL, Battery Brand : Solax, SystemId : 446
27-Feb-20 | HBS1530 | Solax Triple Power T-Bat H 5.8 (4 off) w/ Solar X3-Hybrid-6.0-N-E, Reposit | 6000 | 20.8 | NULL | NULL | Triple Power | T-Bat H 5.8 | 4 | Solax Power | X3-Hybrid-6.0-N-E | Reposit | Reposit controller 2.0 series | NULL | NULL | NULL | NULL | NULL | NULL | Solax | 447 | Date Added : 27-Feb-20, Reference # : HBS1530, HBS designation : Solax Triple Power T-Bat H 5.8 (4 off) w/ Solar X3-Hybrid-6.0-N-E, Reposit, Inverter Capacity (Var) : 6000, Useable capacity (kWh) : 20.8, BESS manufacturer : NULL, BESS Model # : NULL, Battery System (BS) Manufacturer : Triple Power, Battery System (BS) Model # : T-Bat H 5.8, Number of BESS/BS in system : 4, Inverter manufacturer : Solax Power, Inverter model # : X3-Hybrid-6.0-N-E, Smart controller/meter manufacturer : Reposit, Smart controller/meter model # : Reposit controller 2.0 series, Current sensor manufacturer : NULL, Current sensor model # : NULL, Other major component manufacturer : NULL, Other major component model # : NULL, Other major component manufacturer : NULL, Other major component model # : NULL, Battery Brand : Solax, SystemId : 447
27-Feb-20 | HBS1531 | Solax Triple Power T-Bat H 5.8 (4 off) w/ Solar X3-Hybrid-8.0-N-E, Reposit | 8000 | 20.8 | NULL | NULL | Triple Power | T-Bat H 5.8 | 4 | Solax Power | X3-Hybrid-8.0-N-E | Reposit | Reposit controller 2.0 series | NULL | NULL | NULL | NULL | NULL | NULL | Solax | 448 | Date Added : 27-Feb-20, Reference # : HBS1531, HBS designation : Solax Triple Power T-Bat H 5.8 (4 off) w/ Solar X3-Hybrid-8.0-N-E, Reposit, Inverter Capacity (Var) : 8000, Useable capacity (kWh) : 20.8, BESS manufacturer : NULL, BESS Model # : NULL, Battery System (BS) Manufacturer : Triple Power, Battery System (BS) Model # : T-Bat H 5.8, Number of BESS/BS in system : 4, Inverter manufacturer : Solax Power, Inverter model # : X3-Hybrid-8.0-N-E, Smart controller/meter manufacturer : Reposit, Smart controller/meter model # : Reposit controller 2.0 series, Current sensor manufacturer : NULL, Current sensor model # : NULL, Other major component manufacturer : NULL, Other major component model # : NULL, Other major component manufacturer : NULL, Other major component model # : NULL, Battery Brand : Solax, SystemId : 448
17-Mar-20 | HBS1424 | ABB REACT2-UNO-3.6-TL + 1REACT2-BATT | 3600 | 3.8 | ABB | REACT2-UNO-3.6-TL + 1REACT2-BATT | NULL | NULL | 1 | NULL | NULL | ABB | Compatible meter | NULL | NULL | NULL | NULL | NULL | NULL | ABB | 449 | Date Added : 17-Mar-20, Reference # : HBS1424, HBS designation : ABB REACT2-UNO-3.6-TL + 1REACT2-BATT, Inverter Capacity (Var) : 3600, Useable capacity (kWh) : 3.8, BESS manufacturer : ABB, BESS Model # : REACT2-UNO-3.6-TL + 1REACT2-BATT, Battery System (BS) Manufacturer : NULL, Battery System (BS) Model # : NULL, Number of BESS/BS in system : 1, Inverter manufacturer : NULL, Inverter model # : NULL, Smart controller/meter manufacturer : ABB, Smart controller/meter model # : Compatible meter, Current sensor manufacturer : NULL, Current sensor model # : NULL, Other major component manufacturer : NULL, Other major component model # : NULL, Other major component manufacturer : NULL, Other major component model # : NULL, Battery Brand : ABB, SystemId : 449
17-Mar-20 | HBS1425 | ABB REACT2-UNO-3.6-TL + 2REACT2-BATT | 3600 | 7.6 | ABB | REACT2-UNO-3.6-TL + 2REACT2-BATT | NULL | NULL | 1 | NULL | NULL | ABB | Compatible meter | NULL | NULL | NULL | NULL | NULL | NULL | ABB | 450 | Date Added : 17-Mar-20, Reference # : HBS1425, HBS designation : ABB REACT2-UNO-3.6-TL + 2REACT2-BATT, Inverter Capacity (Var) : 3600, Useable capacity (kWh) : 7.6, BESS manufacturer : ABB, BESS Model # : REACT2-UNO-3.6-TL + 2REACT2-BATT, Battery System (BS) Manufacturer : NULL, Battery System (BS) Model # : NULL, Number of BESS/BS in system : 1, Inverter manufacturer : NULL, Inverter model # : NULL, Smart controller/meter manufacturer : ABB, Smart controller/meter model # : Compatible meter, Current sensor manufacturer : NULL, Current sensor model # : NULL, Other major component manufacturer : NULL, Other major component model # : NULL, Other major component manufacturer : NULL, Other major component model # : NULL, Battery Brand : ABB, SystemId : 450
17-Mar-20 | HBS1426 | ABB REACT2-UNO-3.6-TL + 3REACT2-BATT | 3600 | 11.4 | ABB | REACT2-UNO-3.6-TL + 3REACT2-BATT | NULL | NULL | 1 | NULL | NULL | ABB | Compatible meter | NULL | NULL | NULL | NULL | NULL | NULL | ABB | 451 | Date Added : 17-Mar-20, Reference # : HBS1426, HBS designation : ABB REACT2-UNO-3.6-TL + 3REACT2-BATT, Inverter Capacity (Var) : 3600, Useable capacity (kWh) : 11.4, BESS manufacturer : ABB, BESS Model # : REACT2-UNO-3.6-TL + 3REACT2-BATT, Battery System (BS) Manufacturer : NULL, Battery System (BS) Model # : NULL, Number of BESS/BS in system : 1, Inverter manufacturer : NULL, Inverter model # : NULL, Smart controller/meter manufacturer : ABB, Smart controller/meter model # : Compatible meter, Current sensor manufacturer : NULL, Current sensor model # : NULL, Other major component manufacturer : NULL, Other major component model # : NULL, Other major component manufacturer : NULL, Other major component model # : NULL, Battery Brand : ABB, SystemId : 451
17-Mar-20 | HBS1427 | ABB REACT2-UNO-5.0-TL + 1REACT2-BATT | 5000 | 3.8 | ABB | REACT2-UNO-5.0-TL + 1REACT2-BATT | NULL | NULL | 1 | NULL | NULL | ABB | Compatible meter | NULL | NULL | NULL | NULL | NULL | NULL | ABB | 452 | Date Added : 17-Mar-20, Reference # : HBS1427, HBS designation : ABB REACT2-UNO-5.0-TL + 1REACT2-BATT, Inverter Capacity (Var) : 5000, Useable capacity (kWh) : 3.8, BESS manufacturer : ABB, BESS Model # : REACT2-UNO-5.0-TL + 1REACT2-BATT, Battery System (BS) Manufacturer : NULL, Battery System (BS) Model # : NULL, Number of BESS/BS in system : 1, Inverter manufacturer : NULL, Inverter model # : NULL, Smart controller/meter manufacturer : ABB, Smart controller/meter model # : Compatible meter, Current sensor manufacturer : NULL, Current sensor model # : NULL, Other major component manufacturer : NULL, Other major component model # : NULL, Other major component manufacturer : NULL, Other major component model # : NULL, Battery Brand : ABB, SystemId : 452
17-Mar-20 | HBS1428 | ABB REACT2-UNO-5.0-TL + 2REACT2-BATT | 5000 | 7.6 | ABB | REACT2-UNO-5.0-TL + 2REACT2-BATT | NULL | NULL | 1 | NULL | NULL | ABB | Compatible meter | NULL | NULL | NULL | NULL | NULL | NULL | ABB | 453 | Date Added : 17-Mar-20, Reference # : HBS1428, HBS designation : ABB REACT2-UNO-5.0-TL + 2REACT2-BATT, Inverter Capacity (Var) : 5000, Useable capacity (kWh) : 7.6, BESS manufacturer : ABB, BESS Model # : REACT2-UNO-5.0-TL + 2REACT2-BATT, Battery System (BS) Manufacturer : NULL, Battery System (BS) Model # : NULL, Number of BESS/BS in system : 1, Inverter manufacturer : NULL, Inverter model # : NULL, Smart controller/meter manufacturer : ABB, Smart controller/meter model # : Compatible meter, Current sensor manufacturer : NULL, Current sensor model # : NULL, Other major component manufacturer : NULL, Other major component model # : NULL, Other major component manufacturer : NULL, Other major component model # : NULL, Battery Brand : ABB, SystemId : 453
17-Mar-20 | HBS1429 | ABB REACT2-UNO-5.0-TL + 3REACT2-BATT | 5000 | 11.4 | ABB | REACT2-UNO-5.0-TL + 3REACT2-BATT | NULL | NULL | 1 | NULL | NULL | ABB | Compatible meter | NULL | NULL | NULL | NULL | NULL | NULL | ABB | 454 | Date Added : 17-Mar-20, Reference # : HBS1429, HBS designation : ABB REACT2-UNO-5.0-TL + 3REACT2-BATT, Inverter Capacity (Var) : 5000, Useable capacity (kWh) : 11.4, BESS manufacturer : ABB, BESS Model # : REACT2-UNO-5.0-TL + 3REACT2-BATT, Battery System (BS) Manufacturer : NULL, Battery System (BS) Model # : NULL, Number of BESS/BS in system : 1, Inverter manufacturer : NULL, Inverter model # : NULL, Smart controller/meter manufacturer : ABB, Smart controller/meter model # : Compatible meter, Current sensor manufacturer : NULL, Current sensor model # : NULL, Other major component manufacturer : NULL, Other major component model # : NULL, Other major component manufacturer : NULL, Other major component model # : NULL, Battery Brand : ABB, SystemId : 454
17-Mar-20 | HBS1560 | BYD B-Box H 9.0(Au) w/ GoodWe GW05KL-ET, SwitchDin 'smart controller' | 5000 | 9 | NULL | NULL | BYD | B-Box H9.0(Au) | 1 | GoodWe | GW05KL-ET | SwitchDIN | Droplet | NULL | NULL | NULL | NULL | NULL | NULL | BYD | 455 | Date Added : 17-Mar-20, Reference # : HBS1560, HBS designation : BYD B-Box H 9.0(Au) w/ GoodWe GW05KL-ET, SwitchDin 'smart controller', Inverter Capacity (Var) : 5000, Useable capacity (kWh) : 9, BESS manufacturer : NULL, BESS Model # : NULL, Battery System (BS) Manufacturer : BYD, Battery System (BS) Model # : B-Box H9.0(Au), Number of BESS/BS in system : 1, Inverter manufacturer : GoodWe, Inverter model # : GW05KL-ET, Smart controller/meter manufacturer : SwitchDIN, Smart controller/meter model # : Droplet, Current sensor manufacturer : NULL, Current sensor model # : NULL, Other major component manufacturer : NULL, Other major component model # : NULL, Other major component manufacturer : NULL, Other major component model # : NULL, Battery Brand : BYD, SystemId : 455
19-Mar-20 | HBS1572 | Soltaro SOL-R16-4.5KWH w/ Soltaro Hyper 5000 inverter, Chint DDSU666 meter | 5000 | 4.1 | NULL | NULL | Soltaro | SOL-R16-4.5KWH | 1 | Soltaro | Hyper 5000 | Chint | DDSU666 | Chint | DDSU666 CT Clamp | NULL | NULL | NULL | NULL | Soltaro | 456 | Date Added : 19-Mar-20, Reference # : HBS1572, HBS designation : Soltaro SOL-R16-4.5KWH w/ Soltaro Hyper 5000 inverter, Chint DDSU666 meter, Inverter Capacity (Var) : 5000, Useable capacity (kWh) : 4.1, BESS manufacturer : NULL, BESS Model # : NULL, Battery System (BS) Manufacturer : Soltaro, Battery System (BS) Model # : SOL-R16-4.5KWH, Number of BESS/BS in system : 1, Inverter manufacturer : Soltaro, Inverter model # : Hyper 5000, Smart controller/meter manufacturer : Chint, Smart controller/meter model # : DDSU666, Current sensor manufacturer : Chint, Current sensor model # : DDSU666 CT Clamp, Other major component manufacturer : NULL, Other major component model # : NULL, Other major component manufacturer : NULL, Other major component model # : NULL, Battery Brand : Soltaro, SystemId : 456
02-Apr-20 | HBS1580 | BYD Battery-Box H6.4 (AU) w/ Goodwe GW5KL-ET inverter (3 phase) | 5000 | 6.4 | NULL | NULL | BYD | Battery-Box H6.4 (AU) | 1 | Goodwe | GW5KL-ET | NULL | NULL | NULL | NULL | NULL | NULL | NULL | NULL | BYD | 458 | Date Added : 02-Apr-20, Reference # : HBS1580, HBS designation : BYD Battery-Box H6.4 (AU) w/ Goodwe GW5KL-ET inverter (3 phase), Inverter Capacity (Var) : 5000, Useable capacity (kWh) : 6.4, BESS manufacturer : NULL, BESS Model # : NULL, Battery System (BS) Manufacturer : BYD, Battery System (BS) Model # : Battery-Box H6.4 (AU), Number of BESS/BS in system : 1, Inverter manufacturer : Goodwe, Inverter model # : GW5KL-ET, Smart controller/meter manufacturer : NULL, Smart controller/meter model # : NULL, Current sensor manufacturer : NULL, Current sensor model # : NULL, Other major component manufacturer : NULL, Other major component model # : NULL, Other major component manufacturer : NULL, Other major component model # : NULL, Battery Brand : BYD, SystemId : 458
02-Apr-20 | HBS1581 | BYD Battery-Box H6.4 (AU) w/ Goodwe GW10KL-ET inverter (3 phase) | 10000 | 6.4 | NULL | NULL | BYD | Battery-Box H6.4 (AU) | 1 | Goodwe | GW10KL-ET | NULL | NULL | NULL | NULL | NULL | NULL | NULL | NULL | BYD | 459 | Date Added : 02-Apr-20, Reference # : HBS1581, HBS designation : BYD Battery-Box H6.4 (AU) w/ Goodwe GW10KL-ET inverter (3 phase), Inverter Capacity (Var) : 10000, Useable capacity (kWh) : 6.4, BESS manufacturer : NULL, BESS Model # : NULL, Battery System (BS) Manufacturer : BYD, Battery System (BS) Model # : Battery-Box H6.4 (AU), Number of BESS/BS in system : 1, Inverter manufacturer : Goodwe, Inverter model # : GW10KL-ET, Smart controller/meter manufacturer : NULL, Smart controller/meter model # : NULL, Current sensor manufacturer : NULL, Current sensor model # : NULL, Other major component manufacturer : NULL, Other major component model # : NULL, Other major component manufacturer : NULL, Other major component model # : NULL, Battery Brand : BYD, SystemId : 459
02-Apr-20 | HBS1582 | BYD Battery-Box H10.2 (AU) w/ Goodwe GW5KL-ET inverter (3 phase) | 5000 | 10.2 | NULL | NULL | BYD | Battery-Box H10.2 (AU) | 1 | Goodwe | GW5KL-ET | NULL | NULL | NULL | NULL | NULL | NULL | NULL | NULL | BYD | 460 | Date Added : 02-Apr-20, Reference # : HBS1582, HBS designation : BYD Battery-Box H10.2 (AU) w/ Goodwe GW5KL-ET inverter (3 phase), Inverter Capacity (Var) : 5000, Useable capacity (kWh) : 10.2, BESS manufacturer : NULL, BESS Model # : NULL, Battery System (BS) Manufacturer : BYD, Battery System (BS) Model # : Battery-Box H10.2 (AU), Number of BESS/BS in system : 1, Inverter manufacturer : Goodwe, Inverter model # : GW5KL-ET, Smart controller/meter manufacturer : NULL, Smart controller/meter model # : NULL, Current sensor manufacturer : NULL, Current sensor model # : NULL, Other major component manufacturer : NULL, Other major component model # : NULL, Other major component manufacturer : NULL, Other major component model # : NULL, Battery Brand : BYD, SystemId : 460
02-Apr-20 | HBS1583 | BYD Battery-Box H10.2 (AU) w/ Goodwe GW10KL-ET inverter (3 phase) | 10000 | 10.2 | NULL | NULL | BYD | Battery-Box H10.2 (AU) | 1 | Goodwe | GW10KL-ET | NULL | NULL | NULL | NULL | NULL | NULL | NULL | NULL | BYD | 461 | Date Added : 02-Apr-20, Reference # : HBS1583, HBS designation : BYD Battery-Box H10.2 (AU) w/ Goodwe GW10KL-ET inverter (3 phase), Inverter Capacity (Var) : 10000, Useable capacity (kWh) : 10.2, BESS manufacturer : NULL, BESS Model # : NULL, Battery System (BS) Manufacturer : BYD, Battery System (BS) Model # : Battery-Box H10.2 (AU), Number of BESS/BS in system : 1, Inverter manufacturer : Goodwe, Inverter model # : GW10KL-ET, Smart controller/meter manufacturer : NULL, Smart controller/meter model # : NULL, Current sensor manufacturer : NULL, Current sensor model # : NULL, Other major component manufacturer : NULL, Other major component model # : NULL, Other major component manufacturer : NULL, Other major component model # : NULL, Battery Brand : BYD, SystemId : 461
02-Apr-20 | HBS1584 | BYD Battery-Box H5.1 (AU) w/ Goodwe GW5KL-ET inverter (3 phase) | 5000 | 5.1 | NULL | NULL | BYD | Battery-Box H5.1 (AU) | 1 | Goodwe | GW5KL-ET | NULL | NULL | NULL | NULL | NULL | NULL | NULL | NULL | BYD | 462 | Date Added : 02-Apr-20, Reference # : HBS1584, HBS designation : BYD Battery-Box H5.1 (AU) w/ Goodwe GW5KL-ET inverter (3 phase), Inverter Capacity (Var) : 5000, Useable capacity (kWh) : 5.1, BESS manufacturer : NULL, BESS Model # : NULL, Battery System (BS) Manufacturer : BYD, Battery System (BS) Model # : Battery-Box H5.1 (AU), Number of BESS/BS in system : 1, Inverter manufacturer : Goodwe, Inverter model # : GW5KL-ET, Smart controller/meter manufacturer : NULL, Smart controller/meter model # : NULL, Current sensor manufacturer : NULL, Current sensor model # : NULL, Other major component manufacturer : NULL, Other major component model # : NULL, Other major component manufacturer : NULL, Other major component model # : NULL, Battery Brand : BYD, SystemId : 462
02-Apr-20 | HBS1585 | BYD Battery-Box H5.1 (AU) w/ Goodwe GW10KL-ET inverter (3 phase) | 10000 | 5.1 | NULL | NULL | BYD | Battery-Box H5.1 (AU) | 1 | Goodwe | GW10KL-ET | NULL | NULL | NULL | NULL | NULL | NULL | NULL | NULL | BYD | 463 | Date Added : 02-Apr-20, Reference # : HBS1585, HBS designation : BYD Battery-Box H5.1 (AU) w/ Goodwe GW10KL-ET inverter (3 phase), Inverter Capacity (Var) : 10000, Useable capacity (kWh) : 5.1, BESS manufacturer : NULL, BESS Model # : NULL, Battery System (BS) Manufacturer : BYD, Battery System (BS) Model # : Battery-Box H5.1 (AU), Number of BESS/BS in system : 1, Inverter manufacturer : Goodwe, Inverter model # : GW10KL-ET, Smart controller/meter manufacturer : NULL, Smart controller/meter model # : NULL, Current sensor manufacturer : NULL, Current sensor model # : NULL, Other major component manufacturer : NULL, Other major component model # : NULL, Other major component manufacturer : NULL, Other major component model # : NULL, Battery Brand : BYD, SystemId : 463
02-Apr-20 | HBS1586 | BYD Battery-Box H7.7 (AU) w/ Goodwe GW5KL-ET inverter (3 phase) | 5000 | 7.7 | NULL | NULL | BYD | Battery-Box H7.7 (AU) | 1 | Goodwe | GW5KL-ET | NULL | NULL | NULL | NULL | NULL | NULL | NULL | NULL | BYD | 464 | Date Added : 02-Apr-20, Reference # : HBS1586, HBS designation : BYD Battery-Box H7.7 (AU) w/ Goodwe GW5KL-ET inverter (3 phase), Inverter Capacity (Var) : 5000, Useable capacity (kWh) : 7.7, BESS manufacturer : NULL, BESS Model # : NULL, Battery System (BS) Manufacturer : BYD, Battery System (BS) Model # : Battery-Box H7.7 (AU), Number of BESS/BS in system : 1, Inverter manufacturer : Goodwe, Inverter model # : GW5KL-ET, Smart controller/meter manufacturer : NULL, Smart controller/meter model # : NULL, Current sensor manufacturer : NULL, Current sensor model # : NULL, Other major component manufacturer : NULL, Other major component model # : NULL, Other major component manufacturer : NULL, Other major component model # : NULL, Battery Brand : BYD, SystemId : 464
02-Apr-20 | HBS1587 | BYD Battery-Box H7.7 (AU) w/ Goodwe GW10KL-ET inverter (3 phase) | 10000 | 7.7 | NULL | NULL | BYD | Battery-Box H7.7 (AU) | 1 | Goodwe | GW10KL-ET | NULL | NULL | NULL | NULL | NULL | NULL | NULL | NULL | BYD | 465 | Date Added : 02-Apr-20, Reference # : HBS1587, HBS designation : BYD Battery-Box H7.7 (AU) w/ Goodwe GW10KL-ET inverter (3 phase), Inverter Capacity (Var) : 10000, Useable capacity (kWh) : 7.7, BESS manufacturer : NULL, BESS Model # : NULL, Battery System (BS) Manufacturer : BYD, Battery System (BS) Model # : Battery-Box H7.7 (AU), Number of BESS/BS in system : 1, Inverter manufacturer : Goodwe, Inverter model # : GW10KL-ET, Smart controller/meter manufacturer : NULL, Smart controller/meter model # : NULL, Current sensor manufacturer : NULL, Current sensor model # : NULL, Other major component manufacturer : NULL, Other major component model # : NULL, Other major component manufacturer : NULL, Other major component model # : NULL, Battery Brand : BYD, SystemId : 465
02-Apr-20 | HBS1588 | BYD Battery-Box H11.5 (AU) w/ Goodwe GW5KL-ET inverter (3 phase) | 5000 | 11.5 | NULL | NULL | BYD | Battery-Box H11.5 (AU) | 1 | Goodwe | GW5KL-ET | NULL | NULL | NULL | NULL | NULL | NULL | NULL | NULL | BYD | 467 | Date Added : 02-Apr-20, Reference # : HBS1588, HBS designation : BYD Battery-Box H11.5 (AU) w/ Goodwe GW5KL-ET inverter (3 phase), Inverter Capacity (Var) : 5000, Useable capacity (kWh) : 11.5, BESS manufacturer : NULL, BESS Model # : NULL, Battery System (BS) Manufacturer : BYD, Battery System (BS) Model # : Battery-Box H11.5 (AU), Number of BESS/BS in system : 1, Inverter manufacturer : Goodwe, Inverter model # : GW5KL-ET, Smart controller/meter manufacturer : NULL, Smart controller/meter model # : NULL, Current sensor manufacturer : NULL, Current sensor model # : NULL, Other major component manufacturer : NULL, Other major component model # : NULL, Other major component manufacturer : NULL, Other major component model # : NULL, Battery Brand : BYD, SystemId : 467
02-Apr-20 | HBS1589 | BYD Battery-Box H11.5 (AU) w/ Goodwe GW10KL-ET inverter (3 phase) | 10000 | 11.5 | NULL | NULL | BYD | Battery-Box H11.5 (AU) | 1 | Goodwe | GW10KL-ET | NULL | NULL | NULL | NULL | NULL | NULL | NULL | NULL | BYD | 468 | Date Added : 02-Apr-20, Reference # : HBS1589, HBS designation : BYD Battery-Box H11.5 (AU) w/ Goodwe GW10KL-ET inverter (3 phase), Inverter Capacity (Var) : 10000, Useable capacity (kWh) : 11.5, BESS manufacturer : NULL, BESS Model # : NULL, Battery System (BS) Manufacturer : BYD, Battery System (BS) Model # : Battery-Box H11.5 (AU), Number of BESS/BS in system : 1, Inverter manufacturer : Goodwe, Inverter model # : GW10KL-ET, Smart controller/meter manufacturer : NULL, Smart controller/meter model # : NULL, Current sensor manufacturer : NULL, Current sensor model # : NULL, Other major component manufacturer : NULL, Other major component model # : NULL, Other major component manufacturer : NULL, Other major component model # : NULL, Battery Brand : BYD, SystemId : 468
02-Apr-20 | HBS1590 | BYD Battery-Box H9.0 (AU) w/ Goodwe GW5KL-ET inverter (3 phase) | 5000 | 9 | NULL | NULL | BYD | Battery-Box H9.0 (AU) | 1 | Goodwe | GW5KL-ET | NULL | NULL | NULL | NULL | NULL | NULL | NULL | NULL | BYD | 469 | Date Added : 02-Apr-20, Reference # : HBS1590, HBS designation : BYD Battery-Box H9.0 (AU) w/ Goodwe GW5KL-ET inverter (3 phase), Inverter Capacity (Var) : 5000, Useable capacity (kWh) : 9, BESS manufacturer : NULL, BESS Model # : NULL, Battery System (BS) Manufacturer : BYD, Battery System (BS) Model # : Battery-Box H9.0 (AU), Number of BESS/BS in system : 1, Inverter manufacturer : Goodwe, Inverter model # : GW5KL-ET, Smart controller/meter manufacturer : NULL, Smart controller/meter model # : NULL, Current sensor manufacturer : NULL, Current sensor model # : NULL, Other major component manufacturer : NULL, Other major component model # : NULL, Other major component manufacturer : NULL, Other major component model # : NULL, Battery Brand : BYD, SystemId : 469
02-Apr-20 | HBS1591 | BYD Battery-Box H9.0 (AU) w/ Goodwe GW10KL-ET inverter (3 phase) | 10000 | 9 | NULL | NULL | BYD | Battery-Box H9.0 (AU) | 1 | Goodwe | GW10KL-ET | NULL | NULL | NULL | NULL | NULL | NULL | NULL | NULL | BYD | 470 | Date Added : 02-Apr-20, Reference # : HBS1591, HBS designation : BYD Battery-Box H9.0 (AU) w/ Goodwe GW10KL-ET inverter (3 phase), Inverter Capacity (Var) : 10000, Useable capacity (kWh) : 9, BESS manufacturer : NULL, BESS Model # : NULL, Battery System (BS) Manufacturer : BYD, Battery System (BS) Model # : Battery-Box H9.0 (AU), Number of BESS/BS in system : 1, Inverter manufacturer : Goodwe, Inverter model # : GW10KL-ET, Smart controller/meter manufacturer : NULL, Smart controller/meter model # : NULL, Current sensor manufacturer : NULL, Current sensor model # : NULL, Other major component manufacturer : NULL, Other major component model # : NULL, Other major component manufacturer : NULL, Other major component model # : NULL, Battery Brand : BYD, SystemId : 470
07-Apr-20 | HBS1575 | Alpha-ESS Storion-SMILE-T10 System (Goodwe GW10KL-ET inverter w/ 4x Alpha-ESS M4856-P batteries) (3 phase) | 10000 | 10.4 | NULL | NULL | Alpha-ESS | M4856-P | 4 | Goodwe | GW10KL-ET | Alpha-ESS | ACR10R | Alpha-ESS | ADL-3000 | Alpha-ESS | HV50056 HV Box | NULL | NULL | Alpha-ESS | 471 | Date Added : 07-Apr-20, Reference # : HBS1575, HBS designation : Alpha-ESS Storion-SMILE-T10 System (Goodwe GW10KL-ET inverter w/ 4x Alpha-ESS M4856-P batteries) (3 phase), Inverter Capacity (Var) : 10000, Useable capacity (kWh) : 10.4, BESS manufacturer : NULL, BESS Model # : NULL, Battery System (BS) Manufacturer : Alpha-ESS, Battery System (BS) Model # : M4856-P, Number of BESS/BS in system : 4, Inverter manufacturer : Goodwe, Inverter model # : GW10KL-ET, Smart controller/meter manufacturer : Alpha-ESS, Smart controller/meter model # : ACR10R, Current sensor manufacturer : Alpha-ESS, Current sensor model # : ADL-3000, Other major component manufacturer : Alpha-ESS, Other major component model # : HV50056 HV Box, Other major component manufacturer : NULL, Other major component model # : NULL, Battery Brand : Alpha-ESS, SystemId : 471
07-Apr-20 | HBS1576 | Alpha-ESS Storion-SMILE-T10 System (Goodwe GW10KL-ET inverter w/ 5x Alpha-ESS M4856-P batteries) (3 phase) | 10000 | 13.1 | NULL | NULL | Alpha-ESS | M4856-P | 5 | Goodwe | GW10KL-ET | Alpha-ESS | ACR10R | Alpha-ESS | ADL-3000 | Alpha-ESS | HV50056 HV Box | NULL | NULL | Alpha-ESS | 472 | Date Added : 07-Apr-20, Reference # : HBS1576, HBS designation : Alpha-ESS Storion-SMILE-T10 System (Goodwe GW10KL-ET inverter w/ 5x Alpha-ESS M4856-P batteries) (3 phase), Inverter Capacity (Var) : 10000, Useable capacity (kWh) : 13.1, BESS manufacturer : NULL, BESS Model # : NULL, Battery System (BS) Manufacturer : Alpha-ESS, Battery System (BS) Model # : M4856-P, Number of BESS/BS in system : 5, Inverter manufacturer : Goodwe, Inverter model # : GW10KL-ET, Smart controller/meter manufacturer : Alpha-ESS, Smart controller/meter model # : ACR10R, Current sensor manufacturer : Alpha-ESS, Current sensor model # : ADL-3000, Other major component manufacturer : Alpha-ESS, Other major component model # : HV50056 HV Box, Other major component manufacturer : NULL, Other major component model # : NULL, Battery Brand : Alpha-ESS, SystemId : 472
07-Apr-20 | HBS1577 | Alpha-ESS Storion-SMILE-T10 System (Goodwe GW10KL-ET inverter w/ 6x Alpha-ESS M4856-P batteries) (3 phase) | 10000 | 15.7 | NULL | NULL | Alpha-ESS | M4856-P | 6 | Goodwe | GW10KL-ET | Alpha-ESS | ACR10R | Alpha-ESS | ADL-3000 | Alpha-ESS | HV50056 HV Box | NULL | NULL | Alpha-ESS | 473 | Date Added : 07-Apr-20, Reference # : HBS1577, HBS designation : Alpha-ESS Storion-SMILE-T10 System (Goodwe GW10KL-ET inverter w/ 6x Alpha-ESS M4856-P batteries) (3 phase), Inverter Capacity (Var) : 10000, Useable capacity (kWh) : 15.7, BESS manufacturer : NULL, BESS Model # : NULL, Battery System (BS) Manufacturer : Alpha-ESS, Battery System (BS) Model # : M4856-P, Number of BESS/BS in system : 6, Inverter manufacturer : Goodwe, Inverter model # : GW10KL-ET, Smart controller/meter manufacturer : Alpha-ESS, Smart controller/meter model # : ACR10R, Current sensor manufacturer : Alpha-ESS, Current sensor model # : ADL-3000, Other major component manufacturer : Alpha-ESS, Other major component model # : HV50056 HV Box, Other major component manufacturer : NULL, Other major component model # : NULL, Battery Brand : Alpha-ESS, SystemId : 473
07-Apr-20 | HBS1578 | Alpha-ESS Storion-SMILE-T10 System (Goodwe GW10KL-ET inverter w/ 7x Alpha-ESS M4856-P batteries) (3 phase) | 10000 | 18.3 | NULL | NULL | Alpha-ESS | M4856-P | 7 | Goodwe | GW10KL-ET | Alpha-ESS | ACR10R | Alpha-ESS | ADL-3000 | Alpha-ESS | HV50056 HV Box | NULL | NULL | Alpha-ESS | 474 | Date Added : 07-Apr-20, Reference # : HBS1578, HBS designation : Alpha-ESS Storion-SMILE-T10 System (Goodwe GW10KL-ET inverter w/ 7x Alpha-ESS M4856-P batteries) (3 phase), Inverter Capacity (Var) : 10000, Useable capacity (kWh) : 18.3, BESS manufacturer : NULL, BESS Model # : NULL, Battery System (BS) Manufacturer : Alpha-ESS, Battery System (BS) Model # : M4856-P, Number of BESS/BS in system : 7, Inverter manufacturer : Goodwe, Inverter model # : GW10KL-ET, Smart controller/meter manufacturer : Alpha-ESS, Smart controller/meter model # : ACR10R, Current sensor manufacturer : Alpha-ESS, Current sensor model # : ADL-3000, Other major component manufacturer : Alpha-ESS, Other major component model # : HV50056 HV Box, Other major component manufacturer : NULL, Other major component model # : NULL, Battery Brand : Alpha-ESS, SystemId : 474
07-Apr-20 | HBS1579 | Alpha-ESS Storion-SMILE-T10 System (Goodwe GW10KL-ET inverter w/ 8x Alpha-ESS M4856-P batteries) (3 phase) | 10000 | 20.9 | NULL | NULL | Alpha-ESS | M4856-P | 8 | Goodwe | GW10KL-ET | Alpha-ESS | ACR10R | Alpha-ESS | ADL-3000 | Alpha-ESS | HV50056 HV Box | NULL | NULL | Alpha-ESS | 475 | Date Added : 07-Apr-20, Reference # : HBS1579, HBS designation : Alpha-ESS Storion-SMILE-T10 System (Goodwe GW10KL-ET inverter w/ 8x Alpha-ESS M4856-P batteries) (3 phase), Inverter Capacity (Var) : 10000, Useable capacity (kWh) : 20.9, BESS manufacturer : NULL, BESS Model # : NULL, Battery System (BS) Manufacturer : Alpha-ESS, Battery System (BS) Model # : M4856-P, Number of BESS/BS in system : 8, Inverter manufacturer : Goodwe, Inverter model # : GW10KL-ET, Smart controller/meter manufacturer : Alpha-ESS, Smart controller/meter model # : ACR10R, Current sensor manufacturer : Alpha-ESS, Current sensor model # : ADL-3000, Other major component manufacturer : Alpha-ESS, Other major component model # : HV50056 HV Box, Other major component manufacturer : NULL, Other major component model # : NULL, Battery Brand : Alpha-ESS, SystemId : 475
20-Apr-20 | HBS1561 | Solax Triple Power T-Bat H 5.8 w/ Solar X1-Fit-5.0-I, Social Energy SE Hub | 4999 | 5.8 | NULL | NULL | Triple Power | T-Bat H 5.8 | 1 | Solax Power | X1-FIT-5.0I | Social Energy | SE Hub | Eastron | SDM230-MODBUS | NULL | NULL | NULL | NULL | Solax | 477 | Date Added : 20-Apr-20, Reference # : HBS1561, HBS designation : Solax Triple Power T-Bat H 5.8 w/ Solar X1-Fit-5.0-I, Social Energy SE Hub, Inverter Capacity (Var) : 4999, Useable capacity (kWh) : 5.8, BESS manufacturer : NULL, BESS Model # : NULL, Battery System (BS) Manufacturer : Triple Power, Battery System (BS) Model # : T-Bat H 5.8, Number of BESS/BS in system : 1, Inverter manufacturer : Solax Power, Inverter model # : X1-FIT-5.0I, Smart controller/meter manufacturer : Social Energy, Smart controller/meter model # : SE Hub, Current sensor manufacturer : Eastron, Current sensor model # : SDM230-MODBUS, Other major component manufacturer : NULL, Other major component model # : NULL, Other major component manufacturer : NULL, Other major component model # : NULL, Battery Brand : Solax, SystemId : 477
20-Apr-20 | HBS1562 | Solax Triple Power T-Bat H 5.8 (2 off) w/ Solar X1-Fit-5.0-I, Social Energy SE Hub | 4999 | 11.6 | NULL | NULL | Triple Power | T-Bat H 5.8 | 2 | Solax Power | X1-FIT-5.0I | Social Energy | SE Hub | Eastron | SDM230-MODBUS | NULL | NULL | NULL | NULL | Solax | 478 | Date Added : 20-Apr-20, Reference # : HBS1562, HBS designation : Solax Triple Power T-Bat H 5.8 (2 off) w/ Solar X1-Fit-5.0-I, Social Energy SE Hub, Inverter Capacity (Var) : 4999, Useable capacity (kWh) : 11.6, BESS manufacturer : NULL, BESS Model # : NULL, Battery System (BS) Manufacturer : Triple Power, Battery System (BS) Model # : T-Bat H 5.8, Number of BESS/BS in system : 2, Inverter manufacturer : Solax Power, Inverter model # : X1-FIT-5.0I, Smart controller/meter manufacturer : Social Energy, Smart controller/meter model # : SE Hub, Current sensor manufacturer : Eastron, Current sensor model # : SDM230-MODBUS, Other major component manufacturer : NULL, Other major component model # : NULL, Other major component manufacturer : NULL, Other major component model # : NULL, Battery Brand : Solax, SystemId : 478
20-Apr-20 | HBS1563 | Solax Triple Power T-Bat H 5.8 (3 off) w/ Solar X1-Fit-5.0-I, Social Energy SE Hub | 4999 | 17.4 | NULL | NULL | Triple Power | T-Bat H 5.8 | 3 | Solax Power | X1-FIT-5.0I | Social Energy | SE Hub | Eastron | SDM230-MODBUS | NULL | NULL | NULL | NULL | Solax | 479 | Date Added : 20-Apr-20, Reference # : HBS1563, HBS designation : Solax Triple Power T-Bat H 5.8 (3 off) w/ Solar X1-Fit-5.0-I, Social Energy SE Hub, Inverter Capacity (Var) : 4999, Useable capacity (kWh) : 17.4, BESS manufacturer : NULL, BESS Model # : NULL, Battery System (BS) Manufacturer : Triple Power, Battery System (BS) Model # : T-Bat H 5.8, Number of BESS/BS in system : 3, Inverter manufacturer : Solax Power, Inverter model # : X1-FIT-5.0I, Smart controller/meter manufacturer : Social Energy, Smart controller/meter model # : SE Hub, Current sensor manufacturer : Eastron, Current sensor model # : SDM230-MODBUS, Other major component manufacturer : NULL, Other major component model # : NULL, Other major component manufacturer : NULL, Other major component model # : NULL, Battery Brand : Solax, SystemId : 479
20-Apr-20 | HBS1593 | sonnen hybrid 9.53/2.5 | 4600 | 2.3 | sonnen | hybrid 9.53/2.5 | NULL | NULL | 1 | NULL | NULL | NULL | NULL | NULL | NULL | NULL | NULL | NULL | NULL | sonnen | 488 | Date Added : 20-Apr-20, Reference # : HBS1593, HBS designation : sonnen hybrid 9.53/2.5, Inverter Capacity (Var) : 4600, Useable capacity (kWh) : 2.3, BESS manufacturer : sonnen, BESS Model # : hybrid 9.53/2.5, Battery System (BS) Manufacturer : NULL, Battery System (BS) Model # : NULL, Number of BESS/BS in system : 1, Inverter manufacturer : NULL, Inverter model # : NULL, Smart controller/meter manufacturer : NULL, Smart controller/meter model # : NULL, Current sensor manufacturer : NULL, Current sensor model # : NULL, Other major component manufacturer : NULL, Other major component model # : NULL, Other major component manufacturer : NULL, Other major component model # : NULL, Battery Brand : sonnen, SystemId : 488
28-Apr-20 | HBS1594 | Soltaro SOL-R16-4.5KWH (x2) w/ Soltaro Hyper 5000 inverter, Chint DDSU666 meter | 5000 | 8.1 | NULL | NULL | Soltaro | SOL-R16-4.5KWH | 2 | Soltaro | Soltaro Hyper 5000 | Chint | Chint DDSU666 | Chint | Chint DDSU666 CT Clamp | NULL | NULL | NULL | NULL | Soltaro | 489 | Date Added : 28-Apr-20, Reference # : HBS1594, HBS designation : Soltaro SOL-R16-4.5KWH (x2) w/ Soltaro Hyper 5000 inverter, Chint DDSU666 meter, Inverter Capacity (Var) : 5000, Useable capacity (kWh) : 8.1, BESS manufacturer : NULL, BESS Model # : NULL, Battery System (BS) Manufacturer : Soltaro, Battery System (BS) Model # : SOL-R16-4.5KWH, Number of BESS/BS in system : 2, Inverter manufacturer : Soltaro, Inverter model # : Soltaro Hyper 5000, Smart controller/meter manufacturer : Chint, Smart controller/meter model # : Chint DDSU666, Current sensor manufacturer : Chint, Current sensor model # : Chint DDSU666 CT Clamp, Other major component manufacturer : NULL, Other major component model # : NULL, Other major component manufacturer : NULL, Other major component model # : NULL, Battery Brand : Soltaro, SystemId : 489
28-Apr-20 | HBS1595 | Soltaro SOL-R16-4.5KWH (x3) w/ Soltaro Hyper 5000 inverter, Chint DDSU666 meter | 5000 | 12.2 | NULL | NULL | Soltaro | SOL-R16-4.5KWH | 3 | Soltaro | Soltaro Hyper 5000 | Chint | Chint DDSU666 | Chint | Chint DDSU666 CT Clamp | NULL | NULL | NULL | NULL | Soltaro | 490 | Date Added : 28-Apr-20, Reference # : HBS1595, HBS designation : Soltaro SOL-R16-4.5KWH (x3) w/ Soltaro Hyper 5000 inverter, Chint DDSU666 meter, Inverter Capacity (Var) : 5000, Useable capacity (kWh) : 12.2, BESS manufacturer : NULL, BESS Model # : NULL, Battery System (BS) Manufacturer : Soltaro, Battery System (BS) Model # : SOL-R16-4.5KWH, Number of BESS/BS in system : 3, Inverter manufacturer : Soltaro, Inverter model # : Soltaro Hyper 5000, Smart controller/meter manufacturer : Chint, Smart controller/meter model # : Chint DDSU666, Current sensor manufacturer : Chint, Current sensor model # : Chint DDSU666 CT Clamp, Other major component manufacturer : NULL, Other major component model # : NULL, Other major component manufacturer : NULL, Other major component model # : NULL, Battery Brand : Soltaro, SystemId : 490
05-May-20 | HBS1596 | SENEC.Home V3 Hybrid 5 | 5000 | 4.5 | NULL | NULL | SENEC GmbH | SENEC.Home V3 Hybrid 5 | 1 | NULL | NULL | NULL | NULL | NULL | NULL | NULL | NULL | NULL | NULL | SENEC | 491 | Date Added : 05-May-20, Reference # : HBS1596, HBS designation : SENEC.Home V3 Hybrid 5, Inverter Capacity (Var) : 5000, Useable capacity (kWh) : 4.5, BESS manufacturer : NULL, BESS Model # : NULL, Battery System (BS) Manufacturer : SENEC GmbH, Battery System (BS) Model # : SENEC.Home V3 Hybrid 5, Number of BESS/BS in system : 1, Inverter manufacturer : NULL, Inverter model # : NULL, Smart controller/meter manufacturer : NULL, Smart controller/meter model # : NULL, Current sensor manufacturer : NULL, Current sensor model # : NULL, Other major component manufacturer : NULL, Other major component model # : NULL, Other major component manufacturer : NULL, Other major component model # : NULL, Battery Brand : SENEC, SystemId : 491
05-May-20 | HBS1597 | SENEC.Home V3 Hybrid 10 | 5000 | 9 | NULL | NULL | SENEC GmbH | SENEC.Home V3 Hybrid 10 | 1 | NULL | NULL | NULL | NULL | NULL | NULL | NULL | NULL | NULL | NULL | SENEC | 492 | Date Added : 05-May-20, Reference # : HBS1597, HBS designation : SENEC.Home V3 Hybrid 10, Inverter Capacity (Var) : 5000, Useable capacity (kWh) : 9, BESS manufacturer : NULL, BESS Model # : NULL, Battery System (BS) Manufacturer : SENEC GmbH, Battery System (BS) Model # : SENEC.Home V3 Hybrid 10, Number of BESS/BS in system : 1, Inverter manufacturer : NULL, Inverter model # : NULL, Smart controller/meter manufacturer : NULL, Smart controller/meter model # : NULL, Current sensor manufacturer : NULL, Current sensor model # : NULL, Other major component manufacturer : NULL, Other major component model # : NULL, Other major component manufacturer : NULL, Other major component model # : NULL, Battery Brand : SENEC, SystemId : 492
21-May-20 | HBS1598 | Delta BX 6.0 w/ E5 Hybrid Inverter, CarbonTRACK CT200i | 5000 | 4.8 | NULL | NULL | Delta Electronics (Australia) Pty Ltd | BX_6.0 | 1 | Delta Electronics (Australia) Pty Ltd | E5 | CarbonTRACK | CT200i | NULL | NULL | NULL | NULL | NULL | NULL | Delta Electronics | 493 | Date Added : 21-May-20, Reference # : HBS1598, HBS designation : Delta BX 6.0 w/ E5 Hybrid Inverter, CarbonTRACK CT200i, Inverter Capacity (Var) : 5000, Useable capacity (kWh) : 4.8, BESS manufacturer : NULL, BESS Model # : NULL, Battery System (BS) Manufacturer : Delta Electronics (Australia) Pty Ltd, Battery System (BS) Model # : BX_6.0, Number of BESS/BS in system : 1, Inverter manufacturer : Delta Electronics (Australia) Pty Ltd, Inverter model # : E5, Smart controller/meter manufacturer : CarbonTRACK, Smart controller/meter model # : CT200i, Current sensor manufacturer : NULL, Current sensor model # : NULL, Other major component manufacturer : NULL, Other major component model # : NULL, Other major component manufacturer : NULL, Other major component model # : NULL, Battery Brand : Delta Electronics, SystemId : 493
22-May-20 | HBS1599 | BYD Battery-Box Premium LVL 15.4 w/ Selectronic SPMC480-AU inverter | 3500 | 15.4 | NULL | NULL | Shenzen BYD Electronics Co Ltd | Battery-Box Premium LVL 15.4 | 1 | Selectronic | SPMC480-AU | NULL | NULL | NULL | NULL | NULL | NULL | NULL | NULL | BYD | 494 | Date Added : 22-May-20, Reference # : HBS1599, HBS designation : BYD Battery-Box Premium LVL 15.4 w/ Selectronic SPMC480-AU inverter, Inverter Capacity (Var) : 3500, Useable capacity (kWh) : 15.4, BESS manufacturer : NULL, BESS Model # : NULL, Battery System (BS) Manufacturer : Shenzen BYD Electronics Co Ltd, Battery System (BS) Model # : Battery-Box Premium LVL 15.4, Number of BESS/BS in system : 1, Inverter manufacturer : Selectronic, Inverter model # : SPMC480-AU, Smart controller/meter manufacturer : NULL, Smart controller/meter model # : NULL, Current sensor manufacturer : NULL, Current sensor model # : NULL, Other major component manufacturer : NULL, Other major component model # : NULL, Other major component manufacturer : NULL, Other major component model # : NULL, Battery Brand : BYD, SystemId : 494
22-May-20 | HBS1600 | BYD Battery-Box Premium LVL 15.4 w/ Selectronic SPMC481-AU inverter | 5000 | 15.4 | NULL | NULL | Shenzen BYD Electronics Co Ltd | Battery-Box Premium LVL 15.4 | 1 | Selectronic | SPMC481-AU | NULL | NULL | NULL | NULL | NULL | NULL | NULL | NULL | BYD | 495 | Date Added : 22-May-20, Reference # : HBS1600, HBS designation : BYD Battery-Box Premium LVL 15.4 w/ Selectronic SPMC481-AU inverter, Inverter Capacity (Var) : 5000, Useable capacity (kWh) : 15.4, BESS manufacturer : NULL, BESS Model # : NULL, Battery System (BS) Manufacturer : Shenzen BYD Electronics Co Ltd, Battery System (BS) Model # : Battery-Box Premium LVL 15.4, Number of BESS/BS in system : 1, Inverter manufacturer : Selectronic, Inverter model # : SPMC481-AU, Smart controller/meter manufacturer : NULL, Smart controller/meter model # : NULL, Current sensor manufacturer : NULL, Current sensor model # : NULL, Other major component manufacturer : NULL, Other major component model # : NULL, Other major component manufacturer : NULL, Other major component model # : NULL, Battery Brand : BYD, SystemId : 495
22-May-20 | HBS1601 | BYD Battery-Box Premium LVL 15.4 w/ Selectronic SPMC482-AU inverter | 7500 | 15.4 | NULL | NULL | Shenzen BYD Electronics Co Ltd | Battery-Box Premium LVL 15.4 | 1 | Selectronic | SPMC482-AU | NULL | NULL | NULL | NULL | NULL | NULL | NULL | NULL | BYD | 496 | Date Added : 22-May-20, Reference # : HBS1601, HBS designation : BYD Battery-Box Premium LVL 15.4 w/ Selectronic SPMC482-AU inverter, Inverter Capacity (Var) : 7500, Useable capacity (kWh) : 15.4, BESS manufacturer : NULL, BESS Model # : NULL, Battery System (BS) Manufacturer : Shenzen BYD Electronics Co Ltd, Battery System (BS) Model # : Battery-Box Premium LVL 15.4, Number of BESS/BS in system : 1, Inverter manufacturer : Selectronic, Inverter model # : SPMC482-AU, Smart controller/meter manufacturer : NULL, Smart controller/meter model # : NULL, Current sensor manufacturer : NULL, Current sensor model # : NULL, Other major component manufacturer : NULL, Other major component model # : NULL, Other major component manufacturer : NULL, Other major component model # : NULL, Battery Brand : BYD, SystemId : 496
25-May-20 | HBS1603 | AOBO Uhome-LFP 5.8kWh/LV w/ Sermatec SMT-5K-TL-LV, Arcel ACR10R-D16TE | 5000 | 5.3 | NULL | NULL | AOBO Environmental Technology Ltd | Uhome-LFP 5.8kWh/LV | 1 | Shanghai Sermatec Energy Technology Co., Ltd | SMT-5K-TL-LV | Arcel | ACR10R-D16TE | NULL | NULL | NULL | NULL | NULL | NULL | AOBO | NULL | Date Added : 25-May-20, Reference # : HBS1603, HBS designation : AOBO Uhome-LFP 5.8kWh/LV w/ Sermatec SMT-5K-TL-LV, Arcel ACR10R-D16TE, Inverter Capacity (Var) : 5000, Useable capacity (kWh) : 5.3, BESS manufacturer : NULL, BESS Model # : NULL, Battery System (BS) Manufacturer : AOBO Environmental Technology Ltd, Battery System (BS) Model # : Uhome-LFP 5.8kWh/LV, Number of BESS/BS in system : 1, Inverter manufacturer : Shanghai Sermatec Energy Technology Co., Ltd, Inverter model # : SMT-5K-TL-LV, Smart controller/meter manufacturer : Arcel, Smart controller/meter model # : ACR10R-D16TE, Current sensor manufacturer : NULL, Current sensor model # : NULL, Other major component manufacturer : NULL, Other major component model # : NULL, Other major component manufacturer : NULL, Other major component model # : NULL, Battery Brand : AOBO, SystemId : NULL
19-Jun-20 | HBS1604 | SYL-4.5KWH(LFP) (1 off) w/ Goodwe GW3600S-BP inverter | 3600 | 4.1 | NULL | NULL | SYL (Ningbo) Battery Co Ltd | SH-4.5KWH(LFP) | 1 | GoodWe | GW3600S-BP | NULL | NULL | NULL | NULL | NULL | NULL | NULL | NULL | SYL | NULL | Date Added : 19-Jun-20, Reference # : HBS1604, HBS designation : SYL-4.5KWH(LFP) (1 off) w/ Goodwe GW3600S-BP inverter, Inverter Capacity (Var) : 3600, Useable capacity (kWh) : 4.1, BESS manufacturer : NULL, BESS Model # : NULL, Battery System (BS) Manufacturer : SYL (Ningbo) Battery Co Ltd, Battery System (BS) Model # : SH-4.5KWH(LFP), Number of BESS/BS in system : 1, Inverter manufacturer : GoodWe, Inverter model # : GW3600S-BP, Smart controller/meter manufacturer : NULL, Smart controller/meter model # : NULL, Current sensor manufacturer : NULL, Current sensor model # : NULL, Other major component manufacturer : NULL, Other major component model # : NULL, Other major component manufacturer : NULL, Other major component model # : NULL, Battery Brand : SYL, SystemId : NULL
19-Jun-20 | HBS1605 | SYL-4.5KWH(LFP) (2 off) w/ Goodwe GW3600S-BP inverter | 3600 | 8.1 | NULL | NULL | SYL (Ningbo) Battery Co Ltd | SH-4.5KWH(LFP) | 2 | GoodWe | GW3600S-BP | NULL | NULL | NULL | NULL | NULL | NULL | NULL | NULL | SYL | NULL | Date Added : 19-Jun-20, Reference # : HBS1605, HBS designation : SYL-4.5KWH(LFP) (2 off) w/ Goodwe GW3600S-BP inverter, Inverter Capacity (Var) : 3600, Useable capacity (kWh) : 8.1, BESS manufacturer : NULL, BESS Model # : NULL, Battery System (BS) Manufacturer : SYL (Ningbo) Battery Co Ltd, Battery System (BS) Model # : SH-4.5KWH(LFP), Number of BESS/BS in system : 2, Inverter manufacturer : GoodWe, Inverter model # : GW3600S-BP, Smart controller/meter manufacturer : NULL, Smart controller/meter model # : NULL, Current sensor manufacturer : NULL, Current sensor model # : NULL, Other major component manufacturer : NULL, Other major component model # : NULL, Other major component manufacturer : NULL, Other major component model # : NULL, Battery Brand : SYL, SystemId : NULL
19-Jun-20 | HBS1606 | SYL-4.5KWH(LFP) (3 off) w/ Goodwe GW3600S-BP inverter | 3600 | 12.2 | NULL | NULL | SYL (Ningbo) Battery Co Ltd | SH-4.5KWH(LFP) | 3 | GoodWe | GW3600S-BP | NULL | NULL | NULL | NULL | NULL | NULL | NULL | NULL | SYL | NULL | Date Added : 19-Jun-20, Reference # : HBS1606, HBS designation : SYL-4.5KWH(LFP) (3 off) w/ Goodwe GW3600S-BP inverter, Inverter Capacity (Var) : 3600, Useable capacity (kWh) : 12.2, BESS manufacturer : NULL, BESS Model # : NULL, Battery System (BS) Manufacturer : SYL (Ningbo) Battery Co Ltd, Battery System (BS) Model # : SH-4.5KWH(LFP), Number of BESS/BS in system : 3, Inverter manufacturer : GoodWe, Inverter model # : GW3600S-BP, Smart controller/meter manufacturer : NULL, Smart controller/meter model # : NULL, Current sensor manufacturer : NULL, Current sensor model # : NULL, Other major component manufacturer : NULL, Other major component model # : NULL, Other major component manufacturer : NULL, Other major component model # : NULL, Battery Brand : SYL, SystemId : NULL
19-Jun-20 | HBS1607 | SYL-4.5KWH(LFP) (4 off) w/ Goodwe GW3600S-BP inverter | 3600 | 16.2 | NULL | NULL | SYL (Ningbo) Battery Co Ltd | SH-4.5KWH(LFP) | 4 | GoodWe | GW3600S-BP | NULL | NULL | NULL | NULL | NULL | NULL | NULL | NULL | SYL | NULL | Date Added : 19-Jun-20, Reference # : HBS1607, HBS designation : SYL-4.5KWH(LFP) (4 off) w/ Goodwe GW3600S-BP inverter, Inverter Capacity (Var) : 3600, Useable capacity (kWh) : 16.2, BESS manufacturer : NULL, BESS Model # : NULL, Battery System (BS) Manufacturer : SYL (Ningbo) Battery Co Ltd, Battery System (BS) Model # : SH-4.5KWH(LFP), Number of BESS/BS in system : 4, Inverter manufacturer : GoodWe, Inverter model # : GW3600S-BP, Smart controller/meter manufacturer : NULL, Smart controller/meter model # : NULL, Current sensor manufacturer : NULL, Current sensor model # : NULL, Other major component manufacturer : NULL, Other major component model # : NULL, Other major component manufacturer : NULL, Other major component model # : NULL, Battery Brand : SYL, SystemId : NULL
19-Jun-20 | HBS1608 | SYL-4.5KWH(LFP) (1 off) w/ Goodwe GW3648D-ES inverter | 3600 | 4.1 | NULL | NULL | SYL (Ningbo) Battery Co Ltd | SH-4.5KWH(LFP) | 1 | GoodWe | GW3648D-ES | NULL | NULL | NULL | NULL | NULL | NULL | NULL | NULL | SYL | NULL | Date Added : 19-Jun-20, Reference # : HBS1608, HBS designation : SYL-4.5KWH(LFP) (1 off) w/ Goodwe GW3648D-ES inverter, Inverter Capacity (Var) : 3600, Useable capacity (kWh) : 4.1, BESS manufacturer : NULL, BESS Model # : NULL, Battery System (BS) Manufacturer : SYL (Ningbo) Battery Co Ltd, Battery System (BS) Model # : SH-4.5KWH(LFP), Number of BESS/BS in system : 1, Inverter manufacturer : GoodWe, Inverter model # : GW3648D-ES, Smart controller/meter manufacturer : NULL, Smart controller/meter model # : NULL, Current sensor manufacturer : NULL, Current sensor model # : NULL, Other major component manufacturer : NULL, Other major component model # : NULL, Other major component manufacturer : NULL, Other major component model # : NULL, Battery Brand : SYL, SystemId : NULL
19-Jun-20 | HBS1609 | SYL-4.5KWH(LFP) (2 off) w/ Goodwe GW3648D-ES inverter | 3600 | 8.1 | NULL | NULL | SYL (Ningbo) Battery Co Ltd | SH-4.5KWH(LFP) | 2 | GoodWe | GW3648D-ES | NULL | NULL | NULL | NULL | NULL | NULL | NULL | NULL | SYL | NULL | Date Added : 19-Jun-20, Reference # : HBS1609, HBS designation : SYL-4.5KWH(LFP) (2 off) w/ Goodwe GW3648D-ES inverter, Inverter Capacity (Var) : 3600, Useable capacity (kWh) : 8.1, BESS manufacturer : NULL, BESS Model # : NULL, Battery System (BS) Manufacturer : SYL (Ningbo) Battery Co Ltd, Battery System (BS) Model # : SH-4.5KWH(LFP), Number of BESS/BS in system : 2, Inverter manufacturer : GoodWe, Inverter model # : GW3648D-ES, Smart controller/meter manufacturer : NULL, Smart controller/meter model # : NULL, Current sensor manufacturer : NULL, Current sensor model # : NULL, Other major component manufacturer : NULL, Other major component model # : NULL, Other major component manufacturer : NULL, Other major component model # : NULL, Battery Brand : SYL, SystemId : NULL
19-Jun-20 | HBS1610 | SYL-4.5KWH(LFP) (3 off) w/ Goodwe GW3648D-ES inverter | 3600 | 12.2 | NULL | NULL | SYL (Ningbo) Battery Co Ltd | SH-4.5KWH(LFP) | 3 | GoodWe | GW3648D-ES | NULL | NULL | NULL | NULL | NULL | NULL | NULL | NULL | SYL | NULL | Date Added : 19-Jun-20, Reference # : HBS1610, HBS designation : SYL-4.5KWH(LFP) (3 off) w/ Goodwe GW3648D-ES inverter, Inverter Capacity (Var) : 3600, Useable capacity (kWh) : 12.2, BESS manufacturer : NULL, BESS Model # : NULL, Battery System (BS) Manufacturer : SYL (Ningbo) Battery Co Ltd, Battery System (BS) Model # : SH-4.5KWH(LFP), Number of BESS/BS in system : 3, Inverter manufacturer : GoodWe, Inverter model # : GW3648D-ES, Smart controller/meter manufacturer : NULL, Smart controller/meter model # : NULL, Current sensor manufacturer : NULL, Current sensor model # : NULL, Other major component manufacturer : NULL, Other major component model # : NULL, Other major component manufacturer : NULL, Other major component model # : NULL, Battery Brand : SYL, SystemId : NULL
19-Jun-20 | HBS1611 | SYL-4.5KWH(LFP) (4 off) w/ Goodwe GW3648D-ES inverter | 3600 | 16.2 | NULL | NULL | SYL (Ningbo) Battery Co Ltd | SH-4.5KWH(LFP) | 4 | GoodWe | GW3648D-ES | NULL | NULL | NULL | NULL | NULL | NULL | NULL | NULL | SYL | NULL | Date Added : 19-Jun-20, Reference # : HBS1611, HBS designation : SYL-4.5KWH(LFP) (4 off) w/ Goodwe GW3648D-ES inverter, Inverter Capacity (Var) : 3600, Useable capacity (kWh) : 16.2, BESS manufacturer : NULL, BESS Model # : NULL, Battery System (BS) Manufacturer : SYL (Ningbo) Battery Co Ltd, Battery System (BS) Model # : SH-4.5KWH(LFP), Number of BESS/BS in system : 4, Inverter manufacturer : GoodWe, Inverter model # : GW3648D-ES, Smart controller/meter manufacturer : NULL, Smart controller/meter model # : NULL, Current sensor manufacturer : NULL, Current sensor model # : NULL, Other major component manufacturer : NULL, Other major component model # : NULL, Other major component manufacturer : NULL, Other major component model # : NULL, Battery Brand : SYL, SystemId : NULL
19-Jun-20 | HBS1616 | Growatt GBLI 6531 (2 off), Growatt SPH5000 inverter, Shinelink, Eastron SDM-120 CT-MV meter | 4999 | 12 | NULL | NULL | Growatt | GBLI 6531 | 2 | Shenzhen Growatt New Energy Technology Co Ltd | Growatt SPH5000 inverter | Eastron | SDM-120 CT-MV | LEM | TOP 90-S10/SP4 | NULL | NULL | Shenzhen Growatt New Energy Technology Co Ltd | Shinelink | Growatt | NULL | Date Added : 19-Jun-20, Reference # : HBS1616, HBS designation : Growatt GBLI 6531 (2 off), Growatt SPH5000 inverter, Shinelink, Eastron SDM-120 CT-MV meter, Inverter Capacity (Var) : 4999, Useable capacity (kWh) : 12, BESS manufacturer : NULL, BESS Model # : NULL, Battery System (BS) Manufacturer : Growatt, Battery System (BS) Model # : GBLI 6531, Number of BESS/BS in system : 2, Inverter manufacturer : Shenzhen Growatt New Energy Technology Co Ltd, Inverter model # : Growatt SPH5000 inverter, Smart controller/meter manufacturer : Eastron, Smart controller/meter model # : SDM-120 CT-MV, Current sensor manufacturer : LEM, Current sensor model # : TOP 90-S10/SP4, Other major component manufacturer : NULL, Other major component model # : NULL, Other major component manufacturer : Shenzhen Growatt New Energy Technology Co Ltd, Other major component model # : Shinelink, Battery Brand : Growatt, SystemId : NULL
19-Jun-20 | HBS1617 | Growatt GBLI 6531 (2 off), Growatt SPA 3000TL BL inverter, Shinelink, Eastron SDM-120 CT-MV meter | 3000 | 12 | NULL | NULL | Growatt | GBLI 6531 | 2 | Shenzhen Growatt New Energy Technology Co Ltd | Growatt SPA 3000TL BL inverter | Eastron | SDM-120 CT-MV | LEM | TOP 90-S10/SP4 | NULL | NULL | Shenzhen Growatt New Energy Technology Co Ltd | Shinelink | Growatt | NULL | Date Added : 19-Jun-20, Reference # : HBS1617, HBS designation : Growatt GBLI 6531 (2 off), Growatt SPA 3000TL BL inverter, Shinelink, Eastron SDM-120 CT-MV meter, Inverter Capacity (Var) : 3000, Useable capacity (kWh) : 12, BESS manufacturer : NULL, BESS Model # : NULL, Battery System (BS) Manufacturer : Growatt, Battery System (BS) Model # : GBLI 6531, Number of BESS/BS in system : 2, Inverter manufacturer : Shenzhen Growatt New Energy Technology Co Ltd, Inverter model # : Growatt SPA 3000TL BL inverter, Smart controller/meter manufacturer : Eastron, Smart controller/meter model # : SDM-120 CT-MV, Current sensor manufacturer : LEM, Current sensor model # : TOP 90-S10/SP4, Other major component manufacturer : NULL, Other major component model # : NULL, Other major component manufacturer : Shenzhen Growatt New Energy Technology Co Ltd, Other major component model # : Shinelink, Battery Brand : Growatt, SystemId : NULL
19-Jun-20 | HBS1618 | Growatt GBLI 6531 (1 off), Growatt SPH5000 inverter, Shinelink, Eastron SDM-120 CT-MV meter | 4999 | 6 | NULL | NULL | Growatt | GBLI 6531 | 1 | Shenzhen Growatt New Energy Technology Co Ltd | Growatt SPH5000 inverter | Eastron | SDM-120 CT-MV | LEM | TOP 90-S10/SP4 | NULL | NULL | Shenzhen Growatt New Energy Technology Co Ltd | Shinelink | Growatt | NULL | Date Added : 19-Jun-20, Reference # : HBS1618, HBS designation : Growatt GBLI 6531 (1 off), Growatt SPH5000 inverter, Shinelink, Eastron SDM-120 CT-MV meter, Inverter Capacity (Var) : 4999, Useable capacity (kWh) : 6, BESS manufacturer : NULL, BESS Model # : NULL, Battery System (BS) Manufacturer : Growatt, Battery System (BS) Model # : GBLI 6531, Number of BESS/BS in system : 1, Inverter manufacturer : Shenzhen Growatt New Energy Technology Co Ltd, Inverter model # : Growatt SPH5000 inverter, Smart controller/meter manufacturer : Eastron, Smart controller/meter model # : SDM-120 CT-MV, Current sensor manufacturer : LEM, Current sensor model # : TOP 90-S10/SP4, Other major component manufacturer : NULL, Other major component model # : NULL, Other major component manufacturer : Shenzhen Growatt New Energy Technology Co Ltd, Other major component model # : Shinelink, Battery Brand : Growatt, SystemId : NULL
19-Jun-20 | HBS1619 | Growatt GBLI 6531 (1 off), Growatt SPA 3000TL BL inverter, Shinelink, Eastron SDM-120 CT-MV meter | 3000 | 6 | NULL | NULL | Growatt | GBLI 6531 | 1 | Shenzhen Growatt New Energy Technology Co Ltd | Growatt SPA 3000TL BL inverter | Eastron | SDM-120 CT-MV | LEM | TOP 90-S10/SP4 | NULL | NULL | Shenzhen Growatt New Energy Technology Co Ltd | Shinelink | Growatt | NULL | Date Added : 19-Jun-20, Reference # : HBS1619, HBS designation : Growatt GBLI 6531 (1 off), Growatt SPA 3000TL BL inverter, Shinelink, Eastron SDM-120 CT-MV meter, Inverter Capacity (Var) : 3000, Useable capacity (kWh) : 6, BESS manufacturer : NULL, BESS Model # : NULL, Battery System (BS) Manufacturer : Growatt, Battery System (BS) Model # : GBLI 6531, Number of BESS/BS in system : 1, Inverter manufacturer : Shenzhen Growatt New Energy Technology Co Ltd, Inverter model # : Growatt SPA 3000TL BL inverter, Smart controller/meter manufacturer : Eastron, Smart controller/meter model # : SDM-120 CT-MV, Current sensor manufacturer : LEM, Current sensor model # : TOP 90-S10/SP4, Other major component manufacturer : NULL, Other major component model # : NULL, Other major component manufacturer : Shenzhen Growatt New Energy Technology Co Ltd, Other major component model # : Shinelink, Battery Brand : Growatt, SystemId : NULL
19-Jun-20 | HBS1620 | Growatt GBLI 6531 (2 off), Growatt SPH6000 inverter, Shinelink, Eastron SDM-120 CT-MV meter | 6000 | 12 | NULL | NULL | Growatt | GBLI 6531 | 2 | Shenzhen Growatt New Energy Technology Co Ltd | Growatt SPH6000 inverter | Eastron | SDM-120 CT-MV | LEM | TOP 90-S10/SP4 | NULL | NULL | Shenzhen Growatt New Energy Technology Co Ltd | Shinelink | Growatt | NULL | Date Added : 19-Jun-20, Reference # : HBS1620, HBS designation : Growatt GBLI 6531 (2 off), Growatt SPH6000 inverter, Shinelink, Eastron SDM-120 CT-MV meter, Inverter Capacity (Var) : 6000, Useable capacity (kWh) : 12, BESS manufacturer : NULL, BESS Model # : NULL, Battery System (BS) Manufacturer : Growatt, Battery System (BS) Model # : GBLI 6531, Number of BESS/BS in system : 2, Inverter manufacturer : Shenzhen Growatt New Energy Technology Co Ltd, Inverter model # : Growatt SPH6000 inverter, Smart controller/meter manufacturer : Eastron, Smart controller/meter model # : SDM-120 CT-MV, Current sensor manufacturer : LEM, Current sensor model # : TOP 90-S10/SP4, Other major component manufacturer : NULL, Other major component model # : NULL, Other major component manufacturer : Shenzhen Growatt New Energy Technology Co Ltd, Other major component model # : Shinelink, Battery Brand : Growatt, SystemId : NULL
19-Jun-20 | HBS1621 | Growatt GBLI 6531 (1 off), Growatt SPH6000 inverter, Shinelink, Eastron SDM-120 CT-MV meter | 6000 | 6 | NULL | NULL | Growatt | GBLI 6531 | 1 | Shenzhen Growatt New Energy Technology Co Ltd | Growatt SPH6000 inverter | Eastron | SDM-120 CT-MV | LEM | TOP 90-S10/SP4 | NULL | NULL | Shenzhen Growatt New Energy Technology Co Ltd | Shinelink | Growatt | NULL | Date Added : 19-Jun-20, Reference # : HBS1621, HBS designation : Growatt GBLI 6531 (1 off), Growatt SPH6000 inverter, Shinelink, Eastron SDM-120 CT-MV meter, Inverter Capacity (Var) : 6000, Useable capacity (kWh) : 6, BESS manufacturer : NULL, BESS Model # : NULL, Battery System (BS) Manufacturer : Growatt, Battery System (BS) Model # : GBLI 6531, Number of BESS/BS in system : 1, Inverter manufacturer : Shenzhen Growatt New Energy Technology Co Ltd, Inverter model # : Growatt SPH6000 inverter, Smart controller/meter manufacturer : Eastron, Smart controller/meter model # : SDM-120 CT-MV, Current sensor manufacturer : LEM, Current sensor model # : TOP 90-S10/SP4, Other major component manufacturer : NULL, Other major component model # : NULL, Other major component manufacturer : Shenzhen Growatt New Energy Technology Co Ltd, Other major component model # : Shinelink, Battery Brand : Growatt, SystemId : NULL
19-Jun-20 | HBS1622 | Growatt GBLI 6531 (1 off), Growatt SPH5000 inverter, Shinelink, Eastron SDM-630 MV CT meter | 4999 | 6 | NULL | NULL | Growatt | GBLI 6531 | 1 | Shenzhen Growatt New Energy Technology Co Ltd | Growatt SPH5000 inverter | Eastron | SDM-630 MV CT | LEM | TOP 90-S10/SP4 | NULL | NULL | Shenzhen Growatt New Energy Technology Co Ltd | Shinelink | Growatt | NULL | Date Added : 19-Jun-20, Reference # : HBS1622, HBS designation : Growatt GBLI 6531 (1 off), Growatt SPH5000 inverter, Shinelink, Eastron SDM-630 MV CT meter, Inverter Capacity (Var) : 4999, Useable capacity (kWh) : 6, BESS manufacturer : NULL, BESS Model # : NULL, Battery System (BS) Manufacturer : Growatt, Battery System (BS) Model # : GBLI 6531, Number of BESS/BS in system : 1, Inverter manufacturer : Shenzhen Growatt New Energy Technology Co Ltd, Inverter model # : Growatt SPH5000 inverter, Smart controller/meter manufacturer : Eastron, Smart controller/meter model # : SDM-630 MV CT, Current sensor manufacturer : LEM, Current sensor model # : TOP 90-S10/SP4, Other major component manufacturer : NULL, Other major component model # : NULL, Other major component manufacturer : Shenzhen Growatt New Energy Technology Co Ltd, Other major component model # : Shinelink, Battery Brand : Growatt, SystemId : NULL
19-Jun-20 | HBS1623 | Growatt GBLI 6531 (2 off), Growatt SPH5000 inverter, Shinelink, Eastron SDM-630 MV CT meter | 4999 | 12 | NULL | NULL | Growatt | GBLI 6531 | 2 | Shenzhen Growatt New Energy Technology Co Ltd | Growatt SPH5000 inverter | Eastron | SDM-630 MV CT | LEM | TOP 90-S10/SP4 | NULL | NULL | Shenzhen Growatt New Energy Technology Co Ltd | Shinelink | Growatt | NULL | Date Added : 19-Jun-20, Reference # : HBS1623, HBS designation : Growatt GBLI 6531 (2 off), Growatt SPH5000 inverter, Shinelink, Eastron SDM-630 MV CT meter, Inverter Capacity (Var) : 4999, Useable capacity (kWh) : 12, BESS manufacturer : NULL, BESS Model # : NULL, Battery System (BS) Manufacturer : Growatt, Battery System (BS) Model # : GBLI 6531, Number of BESS/BS in system : 2, Inverter manufacturer : Shenzhen Growatt New Energy Technology Co Ltd, Inverter model # : Growatt SPH5000 inverter, Smart controller/meter manufacturer : Eastron, Smart controller/meter model # : SDM-630 MV CT, Current sensor manufacturer : LEM, Current sensor model # : TOP 90-S10/SP4, Other major component manufacturer : NULL, Other major component model # : NULL, Other major component manufacturer : Shenzhen Growatt New Energy Technology Co Ltd, Other major component model # : Shinelink, Battery Brand : Growatt, SystemId : NULL
19-Jun-20 | HBS1624 | Growatt GBLI 6531 (1 off), Growatt SPH6000 inverter, Shinelink, Eastron SDM-630 MV CT meter | 6000 | 6 | NULL | NULL | Growatt | GBLI 6531 | 1 | Shenzhen Growatt New Energy Technology Co Ltd | Growatt SPH6000 inverter | Eastron | SDM-630 MV CT | LEM | TOP 90-S10/SP4 | NULL | NULL | Shenzhen Growatt New Energy Technology Co Ltd | Shinelink | Growatt | NULL | Date Added : 19-Jun-20, Reference # : HBS1624, HBS designation : Growatt GBLI 6531 (1 off), Growatt SPH6000 inverter, Shinelink, Eastron SDM-630 MV CT meter, Inverter Capacity (Var) : 6000, Useable capacity (kWh) : 6, BESS manufacturer : NULL, BESS Model # : NULL, Battery System (BS) Manufacturer : Growatt, Battery System (BS) Model # : GBLI 6531, Number of BESS/BS in system : 1, Inverter manufacturer : Shenzhen Growatt New Energy Technology Co Ltd, Inverter model # : Growatt SPH6000 inverter, Smart controller/meter manufacturer : Eastron, Smart controller/meter model # : SDM-630 MV CT, Current sensor manufacturer : LEM, Current sensor model # : TOP 90-S10/SP4, Other major component manufacturer : NULL, Other major component model # : NULL, Other major component manufacturer : Shenzhen Growatt New Energy Technology Co Ltd, Other major component model # : Shinelink, Battery Brand : Growatt, SystemId : NULL
19-Jun-20 | HBS1625 | Growatt GBLI 6531 (2 off), Growatt SPH6000 inverter, Shinelink, Eastron SDM-630 MV CT meter | 6000 | 12 | NULL | NULL | Growatt | GBLI 6531 | 2 | Shenzhen Growatt New Energy Technology Co Ltd | Growatt SPH6000 inverter | Eastron | SDM-630 MV CT | LEM | TOP 90-S10/SP4 | NULL | NULL | Shenzhen Growatt New Energy Technology Co Ltd | Shinelink | Growatt | NULL | Date Added : 19-Jun-20, Reference # : HBS1625, HBS designation : Growatt GBLI 6531 (2 off), Growatt SPH6000 inverter, Shinelink, Eastron SDM-630 MV CT meter, Inverter Capacity (Var) : 6000, Useable capacity (kWh) : 12, BESS manufacturer : NULL, BESS Model # : NULL, Battery System (BS) Manufacturer : Growatt, Battery System (BS) Model # : GBLI 6531, Number of BESS/BS in system : 2, Inverter manufacturer : Shenzhen Growatt New Energy Technology Co Ltd, Inverter model # : Growatt SPH6000 inverter, Smart controller/meter manufacturer : Eastron, Smart controller/meter model # : SDM-630 MV CT, Current sensor manufacturer : LEM, Current sensor model # : TOP 90-S10/SP4, Other major component manufacturer : NULL, Other major component model # : NULL, Other major component manufacturer : Shenzhen Growatt New Energy Technology Co Ltd, Other major component model # : Shinelink, Battery Brand : Growatt, SystemId : NULL
19-Jun-20 | HBS1626 | Growatt GBLI 6531 (1 off), Growatt SPA 3000TL BL inverter, Shinelink, Eastron SDM-630 MV CT meter | 3000 | 6 | NULL | NULL | Growatt | GBLI 6531 | 1 | Shenzhen Growatt New Energy Technology Co Ltd | Growatt SPA 3000TL BL inverter | Eastron | SDM-630 MV CT | LEM | TOP 90-S10/SP4 | NULL | NULL | Shenzhen Growatt New Energy Technology Co Ltd | Shinelink | Growatt | NULL | Date Added : 19-Jun-20, Reference # : HBS1626, HBS designation : Growatt GBLI 6531 (1 off), Growatt SPA 3000TL BL inverter, Shinelink, Eastron SDM-630 MV CT meter, Inverter Capacity (Var) : 3000, Useable capacity (kWh) : 6, BESS manufacturer : NULL, BESS Model # : NULL, Battery System (BS) Manufacturer : Growatt, Battery System (BS) Model # : GBLI 6531, Number of BESS/BS in system : 1, Inverter manufacturer : Shenzhen Growatt New Energy Technology Co Ltd, Inverter model # : Growatt SPA 3000TL BL inverter, Smart controller/meter manufacturer : Eastron, Smart controller/meter model # : SDM-630 MV CT, Current sensor manufacturer : LEM, Current sensor model # : TOP 90-S10/SP4, Other major component manufacturer : NULL, Other major component model # : NULL, Other major component manufacturer : Shenzhen Growatt New Energy Technology Co Ltd, Other major component model # : Shinelink, Battery Brand : Growatt, SystemId : NULL
19-Jun-20 | HBS1627 | Growatt GBLI 6531 (2 off), Growatt SPA 3000TL BL inverter, Shinelink, Eastron SDM-630 MV CT meter | 3000 | 12 | NULL | NULL | Growatt | GBLI 6531 | 2 | Shenzhen Growatt New Energy Technology Co Ltd | Growatt SPA 3000TL BL inverter | Eastron | SDM-630 MV CT | LEM | TOP 90-S10/SP4 | NULL | NULL | Shenzhen Growatt New Energy Technology Co Ltd | Shinelink | Growatt | NULL | Date Added : 19-Jun-20, Reference # : HBS1627, HBS designation : Growatt GBLI 6531 (2 off), Growatt SPA 3000TL BL inverter, Shinelink, Eastron SDM-630 MV CT meter, Inverter Capacity (Var) : 3000, Useable capacity (kWh) : 12, BESS manufacturer : NULL, BESS Model # : NULL, Battery System (BS) Manufacturer : Growatt, Battery System (BS) Model # : GBLI 6531, Number of BESS/BS in system : 2, Inverter manufacturer : Shenzhen Growatt New Energy Technology Co Ltd, Inverter model # : Growatt SPA 3000TL BL inverter, Smart controller/meter manufacturer : Eastron, Smart controller/meter model # : SDM-630 MV CT, Current sensor manufacturer : LEM, Current sensor model # : TOP 90-S10/SP4, Other major component manufacturer : NULL, Other major component model # : NULL, Other major component manufacturer : Shenzhen Growatt New Energy Technology Co Ltd, Other major component model # : Shinelink, Battery Brand : Growatt, SystemId : NULL
09-Jul-20 | HBS1628 | Dyness B4850 (2 off), Lux Power LXP-3K Hybrid inverter | 3000 | 4.4 | NULL | NULL | Dyness | B4850 | 2 | Lux Power | LXP-3K Hybrid | NULL | NULL | NULL | NULL | NULL | NULL | NULL | NULL | Dyness | NULL | Date Added : 09-Jul-20, Reference # : HBS1628, HBS designation : Dyness B4850 (2 off), Lux Power LXP-3K Hybrid inverter, Inverter Capacity (Var) : 3000, Useable capacity (kWh) : 4.4, BESS manufacturer : NULL, BESS Model # : NULL, Battery System (BS) Manufacturer : Dyness, Battery System (BS) Model # : B4850, Number of BESS/BS in system : 2, Inverter manufacturer : Lux Power, Inverter model # : LXP-3K Hybrid, Smart controller/meter manufacturer : NULL, Smart controller/meter model # : NULL, Current sensor manufacturer : NULL, Current sensor model # : NULL, Other major component manufacturer : NULL, Other major component model # : NULL, Other major component manufacturer : NULL, Other major component model # : NULL, Battery Brand : Dyness, SystemId : NULL
09-Jul-20 | HBS1629 | Dyness B4850 (3 off), Lux Power LXP-3K Hybrid inverter | 3000 | 6.6 | NULL | NULL | Dyness | B4850 | 3 | Lux Power | LXP-3K Hybrid | NULL | NULL | NULL | NULL | NULL | NULL | NULL | NULL | Dyness | NULL | Date Added : 09-Jul-20, Reference # : HBS1629, HBS designation : Dyness B4850 (3 off), Lux Power LXP-3K Hybrid inverter, Inverter Capacity (Var) : 3000, Useable capacity (kWh) : 6.6, BESS manufacturer : NULL, BESS Model # : NULL, Battery System (BS) Manufacturer : Dyness, Battery System (BS) Model # : B4850, Number of BESS/BS in system : 3, Inverter manufacturer : Lux Power, Inverter model # : LXP-3K Hybrid, Smart controller/meter manufacturer : NULL, Smart controller/meter model # : NULL, Current sensor manufacturer : NULL, Current sensor model # : NULL, Other major component manufacturer : NULL, Other major component model # : NULL, Other major component manufacturer : NULL, Other major component model # : NULL, Battery Brand : Dyness, SystemId : NULL
09-Jul-20 | HBS1630 | Dyness B4850 (4 off), Lux Power LXP-3K Hybrid inverter | 3000 | 8.8 | NULL | NULL | Dyness | B4850 | 4 | Lux Power | LXP-3K Hybrid | NULL | NULL | NULL | NULL | NULL | NULL | NULL | NULL | Dyness | NULL | Date Added : 09-Jul-20, Reference # : HBS1630, HBS designation : Dyness B4850 (4 off), Lux Power LXP-3K Hybrid inverter, Inverter Capacity (Var) : 3000, Useable capacity (kWh) : 8.8, BESS manufacturer : NULL, BESS Model # : NULL, Battery System (BS) Manufacturer : Dyness, Battery System (BS) Model # : B4850, Number of BESS/BS in system : 4, Inverter manufacturer : Lux Power, Inverter model # : LXP-3K Hybrid, Smart controller/meter manufacturer : NULL, Smart controller/meter model # : NULL, Current sensor manufacturer : NULL, Current sensor model # : NULL, Other major component manufacturer : NULL, Other major component model # : NULL, Other major component manufacturer : NULL, Other major component model # : NULL, Battery Brand : Dyness, SystemId : NULL
09-Jul-20 | HBS1631 | Dyness B4850 (5 off), Lux Power LXP-3K Hybrid inverter | 3000 | 11 | NULL | NULL | Dyness | B4850 | 5 | Lux Power | LXP-3K Hybrid | NULL | NULL | NULL | NULL | NULL | NULL | NULL | NULL | Dyness | NULL | Date Added : 09-Jul-20, Reference # : HBS1631, HBS designation : Dyness B4850 (5 off), Lux Power LXP-3K Hybrid inverter, Inverter Capacity (Var) : 3000, Useable capacity (kWh) : 11, BESS manufacturer : NULL, BESS Model # : NULL, Battery System (BS) Manufacturer : Dyness, Battery System (BS) Model # : B4850, Number of BESS/BS in system : 5, Inverter manufacturer : Lux Power, Inverter model # : LXP-3K Hybrid, Smart controller/meter manufacturer : NULL, Smart controller/meter model # : NULL, Current sensor manufacturer : NULL, Current sensor model # : NULL, Other major component manufacturer : NULL, Other major component model # : NULL, Other major component manufacturer : NULL, Other major component model # : NULL, Battery Brand : Dyness, SystemId : NULL
09-Jul-20 | HBS1632 | Dyness B4850 (6 off), Lux Power LXP-3K Hybrid inverter | 3000 | 13.2 | NULL | NULL | Dyness | B4850 | 6 | Lux Power | LXP-3K Hybrid | NULL | NULL | NULL | NULL | NULL | NULL | NULL | NULL | Dyness | NULL | Date Added : 09-Jul-20, Reference # : HBS1632, HBS designation : Dyness B4850 (6 off), Lux Power LXP-3K Hybrid inverter, Inverter Capacity (Var) : 3000, Useable capacity (kWh) : 13.2, BESS manufacturer : NULL, BESS Model # : NULL, Battery System (BS) Manufacturer : Dyness, Battery System (BS) Model # : B4850, Number of BESS/BS in system : 6, Inverter manufacturer : Lux Power, Inverter model # : LXP-3K Hybrid, Smart controller/meter manufacturer : NULL, Smart controller/meter model # : NULL, Current sensor manufacturer : NULL, Current sensor model # : NULL, Other major component manufacturer : NULL, Other major component model # : NULL, Other major component manufacturer : NULL, Other major component model # : NULL, Battery Brand : Dyness, SystemId : NULL
09-Jul-20 | HBS1633 | Dyness B4850 (7 off), Lux Power LXP-3K Hybrid inverter | 3000 | 15.4 | NULL | NULL | Dyness | B4850 | 7 | Lux Power | LXP-3K Hybrid | NULL | NULL | NULL | NULL | NULL | NULL | NULL | NULL | Dyness | NULL | Date Added : 09-Jul-20, Reference # : HBS1633, HBS designation : Dyness B4850 (7 off), Lux Power LXP-3K Hybrid inverter, Inverter Capacity (Var) : 3000, Useable capacity (kWh) : 15.4, BESS manufacturer : NULL, BESS Model # : NULL, Battery System (BS) Manufacturer : Dyness, Battery System (BS) Model # : B4850, Number of BESS/BS in system : 7, Inverter manufacturer : Lux Power, Inverter model # : LXP-3K Hybrid, Smart controller/meter manufacturer : NULL, Smart controller/meter model # : NULL, Current sensor manufacturer : NULL, Current sensor model # : NULL, Other major component manufacturer : NULL, Other major component model # : NULL, Other major component manufacturer : NULL, Other major component model # : NULL, Battery Brand : Dyness, SystemId : NULL
09-Jul-20 | HBS1634 | Dyness B4850 (3 off), Lux Power LXP-4K Hybrid inverter | 4000 | 12.9 | NULL | NULL | Dyness | B4850 | 3 | Lux Power | LXP-4K Hybrid | NULL | NULL | NULL | NULL | NULL | NULL | NULL | NULL | Dyness | NULL | Date Added : 09-Jul-20, Reference # : HBS1634, HBS designation : Dyness B4850 (3 off), Lux Power LXP-4K Hybrid inverter, Inverter Capacity (Var) : 4000, Useable capacity (kWh) : 12.9, BESS manufacturer : NULL, BESS Model # : NULL, Battery System (BS) Manufacturer : Dyness, Battery System (BS) Model # : B4850, Number of BESS/BS in system : 3, Inverter manufacturer : Lux Power, Inverter model # : LXP-4K Hybrid, Smart controller/meter manufacturer : NULL, Smart controller/meter model # : NULL, Current sensor manufacturer : NULL, Current sensor model # : NULL, Other major component manufacturer : NULL, Other major component model # : NULL, Other major component manufacturer : NULL, Other major component model # : NULL, Battery Brand : Dyness, SystemId : NULL
09-Jul-20 | HBS1635 | Dyness B4850 (4 off), Lux Power LXP-4K Hybrid inverter | 4000 | 17.2 | NULL | NULL | Dyness | B4850 | 4 | Lux Power | LXP-4K Hybrid | NULL | NULL | NULL | NULL | NULL | NULL | NULL | NULL | Dyness | NULL | Date Added : 09-Jul-20, Reference # : HBS1635, HBS designation : Dyness B4850 (4 off), Lux Power LXP-4K Hybrid inverter, Inverter Capacity (Var) : 4000, Useable capacity (kWh) : 17.2, BESS manufacturer : NULL, BESS Model # : NULL, Battery System (BS) Manufacturer : Dyness, Battery System (BS) Model # : B4850, Number of BESS/BS in system : 4, Inverter manufacturer : Lux Power, Inverter model # : LXP-4K Hybrid, Smart controller/meter manufacturer : NULL, Smart controller/meter model # : NULL, Current sensor manufacturer : NULL, Current sensor model # : NULL, Other major component manufacturer : NULL, Other major component model # : NULL, Other major component manufacturer : NULL, Other major component model # : NULL, Battery Brand : Dyness, SystemId : NULL
09-Jul-20 | HBS1636 | Dyness B4850 (5 off), Lux Power LXP-4K Hybrid inverter | 4000 | 21.5 | NULL | NULL | Dyness | B4850 | 5 | Lux Power | LXP-4K Hybrid | NULL | NULL | NULL | NULL | NULL | NULL | NULL | NULL | Dyness | NULL | Date Added : 09-Jul-20, Reference # : HBS1636, HBS designation : Dyness B4850 (5 off), Lux Power LXP-4K Hybrid inverter, Inverter Capacity (Var) : 4000, Useable capacity (kWh) : 21.5, BESS manufacturer : NULL, BESS Model # : NULL, Battery System (BS) Manufacturer : Dyness, Battery System (BS) Model # : B4850, Number of BESS/BS in system : 5, Inverter manufacturer : Lux Power, Inverter model # : LXP-4K Hybrid, Smart controller/meter manufacturer : NULL, Smart controller/meter model # : NULL, Current sensor manufacturer : NULL, Current sensor model # : NULL, Other major component manufacturer : NULL, Other major component model # : NULL, Other major component manufacturer : NULL, Other major component model # : NULL, Battery Brand : Dyness, SystemId : NULL
09-Jul-20 | HBS1637 | Dyness B4850 (6 off), Lux Power LXP-4K Hybrid inverter | 4000 | 25.8 | NULL | NULL | Dyness | B4850 | 6 | Lux Power | LXP-4K Hybrid | NULL | NULL | NULL | NULL | NULL | NULL | NULL | NULL | Dyness | NULL | Date Added : 09-Jul-20, Reference # : HBS1637, HBS designation : Dyness B4850 (6 off), Lux Power LXP-4K Hybrid inverter, Inverter Capacity (Var) : 4000, Useable capacity (kWh) : 25.8, BESS manufacturer : NULL, BESS Model # : NULL, Battery System (BS) Manufacturer : Dyness, Battery System (BS) Model # : B4850, Number of BESS/BS in system : 6, Inverter manufacturer : Lux Power, Inverter model # : LXP-4K Hybrid, Smart controller/meter manufacturer : NULL, Smart controller/meter model # : NULL, Current sensor manufacturer : NULL, Current sensor model # : NULL, Other major component manufacturer : NULL, Other major component model # : NULL, Other major component manufacturer : NULL, Other major component model # : NULL, Battery Brand : Dyness, SystemId : NULL
09-Jul-20 | HBS1638 | Dyness B4850 (7 off), Lux Power LXP-4K Hybrid inverter | 4000 | 30.1 | NULL | NULL | Dyness | B4850 | 7 | Lux Power | LXP-4K Hybrid | NULL | NULL | NULL | NULL | NULL | NULL | NULL | NULL | Dyness | NULL | Date Added : 09-Jul-20, Reference # : HBS1638, HBS designation : Dyness B4850 (7 off), Lux Power LXP-4K Hybrid inverter, Inverter Capacity (Var) : 4000, Useable capacity (kWh) : 30.1, BESS manufacturer : NULL, BESS Model # : NULL, Battery System (BS) Manufacturer : Dyness, Battery System (BS) Model # : B4850, Number of BESS/BS in system : 7, Inverter manufacturer : Lux Power, Inverter model # : LXP-4K Hybrid, Smart controller/meter manufacturer : NULL, Smart controller/meter model # : NULL, Current sensor manufacturer : NULL, Current sensor model # : NULL, Other major component manufacturer : NULL, Other major component model # : NULL, Other major component manufacturer : NULL, Other major component model # : NULL, Battery Brand : Dyness, SystemId : NULL
09-Jul-20 | HBS1639 | Dyness B4850 (8 off), Lux Power LXP-4K Hybrid inverter | 4000 | 34.4 | NULL | NULL | Dyness | B4850 | 8 | Lux Power | LXP-4K Hybrid | NULL | NULL | NULL | NULL | NULL | NULL | NULL | NULL | Dyness | NULL | Date Added : 09-Jul-20, Reference # : HBS1639, HBS designation : Dyness B4850 (8 off), Lux Power LXP-4K Hybrid inverter, Inverter Capacity (Var) : 4000, Useable capacity (kWh) : 34.4, BESS manufacturer : NULL, BESS Model # : NULL, Battery System (BS) Manufacturer : Dyness, Battery System (BS) Model # : B4850, Number of BESS/BS in system : 8, Inverter manufacturer : Lux Power, Inverter model # : LXP-4K Hybrid, Smart controller/meter manufacturer : NULL, Smart controller/meter model # : NULL, Current sensor manufacturer : NULL, Current sensor model # : NULL, Other major component manufacturer : NULL, Other major component model # : NULL, Other major component manufacturer : NULL, Other major component model # : NULL, Battery Brand : Dyness, SystemId : NULL
09-Jul-20 | HBS1640 | Dyness B4850 (3 off), Lux Power LXP-4.6K Hybrid inverter | 4600 | 19.5 | NULL | NULL | Dyness | B4850 | 3 | Lux Power | LXP-4.6K Hybrid | NULL | NULL | NULL | NULL | NULL | NULL | NULL | NULL | Dyness | NULL | Date Added : 09-Jul-20, Reference # : HBS1640, HBS designation : Dyness B4850 (3 off), Lux Power LXP-4.6K Hybrid inverter, Inverter Capacity (Var) : 4600, Useable capacity (kWh) : 19.5, BESS manufacturer : NULL, BESS Model # : NULL, Battery System (BS) Manufacturer : Dyness, Battery System (BS) Model # : B4850, Number of BESS/BS in system : 3, Inverter manufacturer : Lux Power, Inverter model # : LXP-4.6K Hybrid, Smart controller/meter manufacturer : NULL, Smart controller/meter model # : NULL, Current sensor manufacturer : NULL, Current sensor model # : NULL, Other major component manufacturer : NULL, Other major component model # : NULL, Other major component manufacturer : NULL, Other major component model # : NULL, Battery Brand : Dyness, SystemId : NULL
09-Jul-20 | HBS1641 | Dyness B4850 (4 off), Lux Power LXP-4.6K Hybrid inverter | 4600 | 26 | NULL | NULL | Dyness | B4850 | 4 | Lux Power | LXP-4.6K Hybrid | NULL | NULL | NULL | NULL | NULL | NULL | NULL | NULL | Dyness | NULL | Date Added : 09-Jul-20, Reference # : HBS1641, HBS designation : Dyness B4850 (4 off), Lux Power LXP-4.6K Hybrid inverter, Inverter Capacity (Var) : 4600, Useable capacity (kWh) : 26, BESS manufacturer : NULL, BESS Model # : NULL, Battery System (BS) Manufacturer : Dyness, Battery System (BS) Model # : B4850, Number of BESS/BS in system : 4, Inverter manufacturer : Lux Power, Inverter model # : LXP-4.6K Hybrid, Smart controller/meter manufacturer : NULL, Smart controller/meter model # : NULL, Current sensor manufacturer : NULL, Current sensor model # : NULL, Other major component manufacturer : NULL, Other major component model # : NULL, Other major component manufacturer : NULL, Other major component model # : NULL, Battery Brand : Dyness, SystemId : NULL
09-Jul-20 | HBS1642 | Dyness B4850 (5 off), Lux Power LXP-4.6K Hybrid inverter | 4600 | 32.5 | NULL | NULL | Dyness | B4850 | 5 | Lux Power | LXP-4.6K Hybrid | NULL | NULL | NULL | NULL | NULL | NULL | NULL | NULL | Dyness | NULL | Date Added : 09-Jul-20, Reference # : HBS1642, HBS designation : Dyness B4850 (5 off), Lux Power LXP-4.6K Hybrid inverter, Inverter Capacity (Var) : 4600, Useable capacity (kWh) : 32.5, BESS manufacturer : NULL, BESS Model # : NULL, Battery System (BS) Manufacturer : Dyness, Battery System (BS) Model # : B4850, Number of BESS/BS in system : 5, Inverter manufacturer : Lux Power, Inverter model # : LXP-4.6K Hybrid, Smart controller/meter manufacturer : NULL, Smart controller/meter model # : NULL, Current sensor manufacturer : NULL, Current sensor model # : NULL, Other major component manufacturer : NULL, Other major component model # : NULL, Other major component manufacturer : NULL, Other major component model # : NULL, Battery Brand : Dyness, SystemId : NULL
09-Jul-20 | HBS1643 | Dyness B4850 (6 off), Lux Power LXP-4.6K Hybrid inverter | 4600 | 39 | NULL | NULL | Dyness | B4850 | 6 | Lux Power | LXP-4.6K Hybrid | NULL | NULL | NULL | NULL | NULL | NULL | NULL | NULL | Dyness | NULL | Date Added : 09-Jul-20, Reference # : HBS1643, HBS designation : Dyness B4850 (6 off), Lux Power LXP-4.6K Hybrid inverter, Inverter Capacity (Var) : 4600, Useable capacity (kWh) : 39, BESS manufacturer : NULL, BESS Model # : NULL, Battery System (BS) Manufacturer : Dyness, Battery System (BS) Model # : B4850, Number of BESS/BS in system : 6, Inverter manufacturer : Lux Power, Inverter model # : LXP-4.6K Hybrid, Smart controller/meter manufacturer : NULL, Smart controller/meter model # : NULL, Current sensor manufacturer : NULL, Current sensor model # : NULL, Other major component manufacturer : NULL, Other major component model # : NULL, Other major component manufacturer : NULL, Other major component model # : NULL, Battery Brand : Dyness, SystemId : NULL
09-Jul-20 | HBS1644 | Dyness B4850 (7 off), Lux Power LXP-4.6K Hybrid inverter | 4600 | 45.5 | NULL | NULL | Dyness | B4850 | 7 | Lux Power | LXP-4.6K Hybrid | NULL | NULL | NULL | NULL | NULL | NULL | NULL | NULL | Dyness | NULL | Date Added : 09-Jul-20, Reference # : HBS1644, HBS designation : Dyness B4850 (7 off), Lux Power LXP-4.6K Hybrid inverter, Inverter Capacity (Var) : 4600, Useable capacity (kWh) : 45.5, BESS manufacturer : NULL, BESS Model # : NULL, Battery System (BS) Manufacturer : Dyness, Battery System (BS) Model # : B4850, Number of BESS/BS in system : 7, Inverter manufacturer : Lux Power, Inverter model # : LXP-4.6K Hybrid, Smart controller/meter manufacturer : NULL, Smart controller/meter model # : NULL, Current sensor manufacturer : NULL, Current sensor model # : NULL, Other major component manufacturer : NULL, Other major component model # : NULL, Other major component manufacturer : NULL, Other major component model # : NULL, Battery Brand : Dyness, SystemId : NULL
09-Jul-20 | HBS1645 | Dyness B4850 (8 off), Lux Power LXP-4.6K Hybrid inverter | 4600 | 52 | NULL | NULL | Dyness | B4850 | 8 | Lux Power | LXP-4.6K Hybrid | NULL | NULL | NULL | NULL | NULL | NULL | NULL | NULL | Dyness | NULL | Date Added : 09-Jul-20, Reference # : HBS1645, HBS designation : Dyness B4850 (8 off), Lux Power LXP-4.6K Hybrid inverter, Inverter Capacity (Var) : 4600, Useable capacity (kWh) : 52, BESS manufacturer : NULL, BESS Model # : NULL, Battery System (BS) Manufacturer : Dyness, Battery System (BS) Model # : B4850, Number of BESS/BS in system : 8, Inverter manufacturer : Lux Power, Inverter model # : LXP-4.6K Hybrid, Smart controller/meter manufacturer : NULL, Smart controller/meter model # : NULL, Current sensor manufacturer : NULL, Current sensor model # : NULL, Other major component manufacturer : NULL, Other major component model # : NULL, Other major component manufacturer : NULL, Other major component model # : NULL, Battery Brand : Dyness, SystemId : NULL
09-Jul-20 | HBS1646 | Dyness B4850 (4 off), Lux Power LXP-5K Hybrid inverter | 5000 | 34.4 | NULL | NULL | Dyness | B4850 | 4 | Lux Power | LXP-5K Hybrid | NULL | NULL | NULL | NULL | NULL | NULL | NULL | NULL | Dyness | NULL | Date Added : 09-Jul-20, Reference # : HBS1646, HBS designation : Dyness B4850 (4 off), Lux Power LXP-5K Hybrid inverter, Inverter Capacity (Var) : 5000, Useable capacity (kWh) : 34.4, BESS manufacturer : NULL, BESS Model # : NULL, Battery System (BS) Manufacturer : Dyness, Battery System (BS) Model # : B4850, Number of BESS/BS in system : 4, Inverter manufacturer : Lux Power, Inverter model # : LXP-5K Hybrid, Smart controller/meter manufacturer : NULL, Smart controller/meter model # : NULL, Current sensor manufacturer : NULL, Current sensor model # : NULL, Other major component manufacturer : NULL, Other major component model # : NULL, Other major component manufacturer : NULL, Other major component model # : NULL, Battery Brand : Dyness, SystemId : NULL
09-Jul-20 | HBS1647 | Dyness B4850 (5 off), Lux Power LXP-5K Hybrid inverter | 5000 | 43 | NULL | NULL | Dyness | B4850 | 5 | Lux Power | LXP-5K Hybrid | NULL | NULL | NULL | NULL | NULL | NULL | NULL | NULL | Dyness | NULL | Date Added : 09-Jul-20, Reference # : HBS1647, HBS designation : Dyness B4850 (5 off), Lux Power LXP-5K Hybrid inverter, Inverter Capacity (Var) : 5000, Useable capacity (kWh) : 43, BESS manufacturer : NULL, BESS Model # : NULL, Battery System (BS) Manufacturer : Dyness, Battery System (BS) Model # : B4850, Number of BESS/BS in system : 5, Inverter manufacturer : Lux Power, Inverter model # : LXP-5K Hybrid, Smart controller/meter manufacturer : NULL, Smart controller/meter model # : NULL, Current sensor manufacturer : NULL, Current sensor model # : NULL, Other major component manufacturer : NULL, Other major component model # : NULL, Other major component manufacturer : NULL, Other major component model # : NULL, Battery Brand : Dyness, SystemId : NULL
09-Jul-20 | HBS1648 | Dyness B4850 (6 off), Lux Power LXP-5K Hybrid inverter | 5000 | 51.6 | NULL | NULL | Dyness | B4850 | 6 | Lux Power | LXP-5K Hybrid | NULL | NULL | NULL | NULL | NULL | NULL | NULL | NULL | Dyness | NULL | Date Added : 09-Jul-20, Reference # : HBS1648, HBS designation : Dyness B4850 (6 off), Lux Power LXP-5K Hybrid inverter, Inverter Capacity (Var) : 5000, Useable capacity (kWh) : 51.6, BESS manufacturer : NULL, BESS Model # : NULL, Battery System (BS) Manufacturer : Dyness, Battery System (BS) Model # : B4850, Number of BESS/BS in system : 6, Inverter manufacturer : Lux Power, Inverter model # : LXP-5K Hybrid, Smart controller/meter manufacturer : NULL, Smart controller/meter model # : NULL, Current sensor manufacturer : NULL, Current sensor model # : NULL, Other major component manufacturer : NULL, Other major component model # : NULL, Other major component manufacturer : NULL, Other major component model # : NULL, Battery Brand : Dyness, SystemId : NULL
09-Jul-20 | HBS1649 | Dyness B4850 (7 off), Lux Power LXP-5K Hybrid inverter | 5000 | 60.2 | NULL | NULL | Dyness | B4850 | 7 | Lux Power | LXP-5K Hybrid | NULL | NULL | NULL | NULL | NULL | NULL | NULL | NULL | Dyness | NULL | Date Added : 09-Jul-20, Reference # : HBS1649, HBS designation : Dyness B4850 (7 off), Lux Power LXP-5K Hybrid inverter, Inverter Capacity (Var) : 5000, Useable capacity (kWh) : 60.2, BESS manufacturer : NULL, BESS Model # : NULL, Battery System (BS) Manufacturer : Dyness, Battery System (BS) Model # : B4850, Number of BESS/BS in system : 7, Inverter manufacturer : Lux Power, Inverter model # : LXP-5K Hybrid, Smart controller/meter manufacturer : NULL, Smart controller/meter model # : NULL, Current sensor manufacturer : NULL, Current sensor model # : NULL, Other major component manufacturer : NULL, Other major component model # : NULL, Other major component manufacturer : NULL, Other major component model # : NULL, Battery Brand : Dyness, SystemId : NULL
09-Jul-20 | HBS1650 | Dyness B4850 (8 off), Lux Power LXP-5K Hybrid inverter | 5000 | 68.8 | NULL | NULL | Dyness | B4850 | 8 | Lux Power | LXP-5K Hybrid | NULL | NULL | NULL | NULL | NULL | NULL | NULL | NULL | Dyness | NULL | Date Added : 09-Jul-20, Reference # : HBS1650, HBS designation : Dyness B4850 (8 off), Lux Power LXP-5K Hybrid inverter, Inverter Capacity (Var) : 5000, Useable capacity (kWh) : 68.8, BESS manufacturer : NULL, BESS Model # : NULL, Battery System (BS) Manufacturer : Dyness, Battery System (BS) Model # : B4850, Number of BESS/BS in system : 8, Inverter manufacturer : Lux Power, Inverter model # : LXP-5K Hybrid, Smart controller/meter manufacturer : NULL, Smart controller/meter model # : NULL, Current sensor manufacturer : NULL, Current sensor model # : NULL, Other major component manufacturer : NULL, Other major component model # : NULL, Other major component manufacturer : NULL, Other major component model # : NULL, Battery Brand : Dyness, SystemId : NULL
09-Jul-20 | HBS1651 | Dyness B4850 (9 off), Lux Power LXP-5K Hybrid inverter | 5000 | 77.4 | NULL | NULL | Dyness | B4850 | 9 | Lux Power | LXP-5K Hybrid | NULL | NULL | NULL | NULL | NULL | NULL | NULL | NULL | Dyness | NULL | Date Added : 09-Jul-20, Reference # : HBS1651, HBS designation : Dyness B4850 (9 off), Lux Power LXP-5K Hybrid inverter, Inverter Capacity (Var) : 5000, Useable capacity (kWh) : 77.4, BESS manufacturer : NULL, BESS Model # : NULL, Battery System (BS) Manufacturer : Dyness, Battery System (BS) Model # : B4850, Number of BESS/BS in system : 9, Inverter manufacturer : Lux Power, Inverter model # : LXP-5K Hybrid, Smart controller/meter manufacturer : NULL, Smart controller/meter model # : NULL, Current sensor manufacturer : NULL, Current sensor model # : NULL, Other major component manufacturer : NULL, Other major component model # : NULL, Other major component manufacturer : NULL, Other major component model # : NULL, Battery Brand : Dyness, SystemId : NULL
09-Jul-20 | HBS1652 | Dyness PowerBox F-5, Lux Power LXP-3K Hybrid inverter | 3000 | 4.3 | NULL | NULL | Dyness | PowerBox F-5 | 1 | Lux Power | LXP-3K Hybrid | NULL | NULL | NULL | NULL | NULL | NULL | NULL | NULL | Dyness | NULL | Date Added : 09-Jul-20, Reference # : HBS1652, HBS designation : Dyness PowerBox F-5, Lux Power LXP-3K Hybrid inverter, Inverter Capacity (Var) : 3000, Useable capacity (kWh) : 4.3, BESS manufacturer : NULL, BESS Model # : NULL, Battery System (BS) Manufacturer : Dyness, Battery System (BS) Model # : PowerBox F-5, Number of BESS/BS in system : 1, Inverter manufacturer : Lux Power, Inverter model # : LXP-3K Hybrid, Smart controller/meter manufacturer : NULL, Smart controller/meter model # : NULL, Current sensor manufacturer : NULL, Current sensor model # : NULL, Other major component manufacturer : NULL, Other major component model # : NULL, Other major component manufacturer : NULL, Other major component model # : NULL, Battery Brand : Dyness, SystemId : NULL
09-Jul-20 | HBS1653 | Dyness PowerBox F-7.5, Lux Power LXP-3K Hybrid inverter | 3000 | 6.5 | NULL | NULL | Dyness | PowerBox F-7.5 | 1 | Lux Power | LXP-3K Hybrid | NULL | NULL | NULL | NULL | NULL | NULL | NULL | NULL | Dyness | NULL | Date Added : 09-Jul-20, Reference # : HBS1653, HBS designation : Dyness PowerBox F-7.5, Lux Power LXP-3K Hybrid inverter, Inverter Capacity (Var) : 3000, Useable capacity (kWh) : 6.5, BESS manufacturer : NULL, BESS Model # : NULL, Battery System (BS) Manufacturer : Dyness, Battery System (BS) Model # : PowerBox F-7.5, Number of BESS/BS in system : 1, Inverter manufacturer : Lux Power, Inverter model # : LXP-3K Hybrid, Smart controller/meter manufacturer : NULL, Smart controller/meter model # : NULL, Current sensor manufacturer : NULL, Current sensor model # : NULL, Other major component manufacturer : NULL, Other major component model # : NULL, Other major component manufacturer : NULL, Other major component model # : NULL, Battery Brand : Dyness, SystemId : NULL
09-Jul-20 | HBS1654 | Dyness PowerBox F-7.5, Lux Power LXP-4K Hybrid inverter | 4000 | 6.5 | NULL | NULL | Dyness | PowerBox F-7.5 | 1 | Lux Power | LXP-4K Hybrid | NULL | NULL | NULL | NULL | NULL | NULL | NULL | NULL | Dyness | NULL | Date Added : 09-Jul-20, Reference # : HBS1654, HBS designation : Dyness PowerBox F-7.5, Lux Power LXP-4K Hybrid inverter, Inverter Capacity (Var) : 4000, Useable capacity (kWh) : 6.5, BESS manufacturer : NULL, BESS Model # : NULL, Battery System (BS) Manufacturer : Dyness, Battery System (BS) Model # : PowerBox F-7.5, Number of BESS/BS in system : 1, Inverter manufacturer : Lux Power, Inverter model # : LXP-4K Hybrid, Smart controller/meter manufacturer : NULL, Smart controller/meter model # : NULL, Current sensor manufacturer : NULL, Current sensor model # : NULL, Other major component manufacturer : NULL, Other major component model # : NULL, Other major component manufacturer : NULL, Other major component model # : NULL, Battery Brand : Dyness, SystemId : NULL
09-Jul-20 | HBS1655 | Dyness PowerBox F-7.5, Lux Power LXP-4.6K Hybrid inverter | 4600 | 6.5 | NULL | NULL | Dyness | PowerBox F-7.5 | 1 | Lux Power | LXP-4.6K Hybrid | NULL | NULL | NULL | NULL | NULL | NULL | NULL | NULL | Dyness | NULL | Date Added : 09-Jul-20, Reference # : HBS1655, HBS designation : Dyness PowerBox F-7.5, Lux Power LXP-4.6K Hybrid inverter, Inverter Capacity (Var) : 4600, Useable capacity (kWh) : 6.5, BESS manufacturer : NULL, BESS Model # : NULL, Battery System (BS) Manufacturer : Dyness, Battery System (BS) Model # : PowerBox F-7.5, Number of BESS/BS in system : 1, Inverter manufacturer : Lux Power, Inverter model # : LXP-4.6K Hybrid, Smart controller/meter manufacturer : NULL, Smart controller/meter model # : NULL, Current sensor manufacturer : NULL, Current sensor model # : NULL, Other major component manufacturer : NULL, Other major component model # : NULL, Other major component manufacturer : NULL, Other major component model # : NULL, Battery Brand : Dyness, SystemId : NULL
09-Jul-20 | HBS1656 | Dyness PowerBox F-10, Lux Power LXP-3K Hybrid inverter | 3000 | 8.6 | NULL | NULL | Dyness | PowerBox F-10 | 1 | Lux Power | LXP-3K Hybrid | NULL | NULL | NULL | NULL | NULL | NULL | NULL | NULL | Dyness | NULL | Date Added : 09-Jul-20, Reference # : HBS1656, HBS designation : Dyness PowerBox F-10, Lux Power LXP-3K Hybrid inverter, Inverter Capacity (Var) : 3000, Useable capacity (kWh) : 8.6, BESS manufacturer : NULL, BESS Model # : NULL, Battery System (BS) Manufacturer : Dyness, Battery System (BS) Model # : PowerBox F-10, Number of BESS/BS in system : 1, Inverter manufacturer : Lux Power, Inverter model # : LXP-3K Hybrid, Smart controller/meter manufacturer : NULL, Smart controller/meter model # : NULL, Current sensor manufacturer : NULL, Current sensor model # : NULL, Other major component manufacturer : NULL, Other major component model # : NULL, Other major component manufacturer : NULL, Other major component model # : NULL, Battery Brand : Dyness, SystemId : NULL
09-Jul-20 | HBS1657 | Dyness PowerBox F-10, Lux Power LXP-4K Hybrid inverter | 4000 | 8.6 | NULL | NULL | Dyness | PowerBox F-10 | 1 | Lux Power | LXP-4K Hybrid | NULL | NULL | NULL | NULL | NULL | NULL | NULL | NULL | Dyness | NULL | Date Added : 09-Jul-20, Reference # : HBS1657, HBS designation : Dyness PowerBox F-10, Lux Power LXP-4K Hybrid inverter, Inverter Capacity (Var) : 4000, Useable capacity (kWh) : 8.6, BESS manufacturer : NULL, BESS Model # : NULL, Battery System (BS) Manufacturer : Dyness, Battery System (BS) Model # : PowerBox F-10, Number of BESS/BS in system : 1, Inverter manufacturer : Lux Power, Inverter model # : LXP-4K Hybrid, Smart controller/meter manufacturer : NULL, Smart controller/meter model # : NULL, Current sensor manufacturer : NULL, Current sensor model # : NULL, Other major component manufacturer : NULL, Other major component model # : NULL, Other major component manufacturer : NULL, Other major component model # : NULL, Battery Brand : Dyness, SystemId : NULL
09-Jul-20 | HBS1658 | Dyness PowerBox F-10, Lux Power LXP-4.6K Hybrid inverter | 4600 | 8.6 | NULL | NULL | Dyness | PowerBox F-10 | 1 | Lux Power | LXP-4.6K Hybrid | NULL | NULL | NULL | NULL | NULL | NULL | NULL | NULL | Dyness | NULL | Date Added : 09-Jul-20, Reference # : HBS1658, HBS designation : Dyness PowerBox F-10, Lux Power LXP-4.6K Hybrid inverter, Inverter Capacity (Var) : 4600, Useable capacity (kWh) : 8.6, BESS manufacturer : NULL, BESS Model # : NULL, Battery System (BS) Manufacturer : Dyness, Battery System (BS) Model # : PowerBox F-10, Number of BESS/BS in system : 1, Inverter manufacturer : Lux Power, Inverter model # : LXP-4.6K Hybrid, Smart controller/meter manufacturer : NULL, Smart controller/meter model # : NULL, Current sensor manufacturer : NULL, Current sensor model # : NULL, Other major component manufacturer : NULL, Other major component model # : NULL, Other major component manufacturer : NULL, Other major component model # : NULL, Battery Brand : Dyness, SystemId : NULL
09-Jul-20 | HBS1659 | Dyness PowerBox F-10, Lux Power LXP-5K Hybrid inverter | 5000 | 8.6 | NULL | NULL | Dyness | PowerBox F-10 | 1 | Lux Power | LXP-5K Hybrid | NULL | NULL | NULL | NULL | NULL | NULL | NULL | NULL | Dyness | NULL | Date Added : 09-Jul-20, Reference # : HBS1659, HBS designation : Dyness PowerBox F-10, Lux Power LXP-5K Hybrid inverter, Inverter Capacity (Var) : 5000, Useable capacity (kWh) : 8.6, BESS manufacturer : NULL, BESS Model # : NULL, Battery System (BS) Manufacturer : Dyness, Battery System (BS) Model # : PowerBox F-10, Number of BESS/BS in system : 1, Inverter manufacturer : Lux Power, Inverter model # : LXP-5K Hybrid, Smart controller/meter manufacturer : NULL, Smart controller/meter model # : NULL, Current sensor manufacturer : NULL, Current sensor model # : NULL, Other major component manufacturer : NULL, Other major component model # : NULL, Other major component manufacturer : NULL, Other major component model # : NULL, Battery Brand : Dyness, SystemId : NULL
20-Jul-20 | HBS1711 | Pylontech US2000 Plus (6 off) w/ Victron Energy MultiPlus-II 48/5000/70-50 inverter and GX device, SwitchDin 'smart controller' | 5000 | 13.2 | NULL | NULL | Pylontech | US2000 Plus | 6 | Victron | Multiplus-II 48/3000/70-50 | SwitchDin | Droplet | NULL | NULL | Victron | Venus GX | NULL | NULL | Pylontech | NULL | Date Added : 20-Jul-20, Reference # : HBS1711, HBS designation : Pylontech US2000 Plus (6 off) w/ Victron Energy MultiPlus-II 48/5000/70-50 inverter and GX device, SwitchDin 'smart controller', Inverter Capacity (Var) : 5000, Useable capacity (kWh) : 13.2, BESS manufacturer : NULL, BESS Model # : NULL, Battery System (BS) Manufacturer : Pylontech, Battery System (BS) Model # : US2000 Plus, Number of BESS/BS in system : 6, Inverter manufacturer : Victron, Inverter model # : Multiplus-II 48/3000/70-50, Smart controller/meter manufacturer : SwitchDin, Smart controller/meter model # : Droplet, Current sensor manufacturer : NULL, Current sensor model # : NULL, Other major component manufacturer : Victron, Other major component model # : Venus GX, Other major component manufacturer : NULL, Other major component model # : NULL, Battery Brand : Pylontech, SystemId : NULL
29-Jul-20 | HBS1670 | BYD Battery-Box Premium HVM 11.0/11.04kWh w/ Goodwe GW5KL-ET inverter | 5000 | 11 | NULL | NULL | BYD | Battery-Box Premium HVM 11.0/11.04kWh | 1 | Goodwe | GW5KL-ET | NULL | NULL | NULL | NULL | NULL | NULL | NULL | NULL | BYD | NULL | Date Added : 29-Jul-20, Reference # : HBS1670, HBS designation : BYD Battery-Box Premium HVM 11.0/11.04kWh w/ Goodwe GW5KL-ET inverter, Inverter Capacity (Var) : 5000, Useable capacity (kWh) : 11, BESS manufacturer : NULL, BESS Model # : NULL, Battery System (BS) Manufacturer : BYD, Battery System (BS) Model # : Battery-Box Premium HVM 11.0/11.04kWh, Number of BESS/BS in system : 1, Inverter manufacturer : Goodwe, Inverter model # : GW5KL-ET, Smart controller/meter manufacturer : NULL, Smart controller/meter model # : NULL, Current sensor manufacturer : NULL, Current sensor model # : NULL, Other major component manufacturer : NULL, Other major component model # : NULL, Other major component manufacturer : NULL, Other major component model # : NULL, Battery Brand : BYD, SystemId : NULL
29-Jul-20 | HBS1671 | BYD Battery-Box Premium HVM 13.8/13.8kWh w/ Goodwe GW5KL-ET inverter | 5000 | 13.8 | NULL | NULL | BYD | Battery-Box Premium HVM 13.8/13.8kWh | 1 | Goodwe | GW5KL-ET | NULL | NULL | NULL | NULL | NULL | NULL | NULL | NULL | BYD | NULL | Date Added : 29-Jul-20, Reference # : HBS1671, HBS designation : BYD Battery-Box Premium HVM 13.8/13.8kWh w/ Goodwe GW5KL-ET inverter, Inverter Capacity (Var) : 5000, Useable capacity (kWh) : 13.8, BESS manufacturer : NULL, BESS Model # : NULL, Battery System (BS) Manufacturer : BYD, Battery System (BS) Model # : Battery-Box Premium HVM 13.8/13.8kWh, Number of BESS/BS in system : 1, Inverter manufacturer : Goodwe, Inverter model # : GW5KL-ET, Smart controller/meter manufacturer : NULL, Smart controller/meter model # : NULL, Current sensor manufacturer : NULL, Current sensor model # : NULL, Other major component manufacturer : NULL, Other major component model # : NULL, Other major component manufacturer : NULL, Other major component model # : NULL, Battery Brand : BYD, SystemId : NULL
29-Jul-20 | HBS1672 | BYD Battery-Box Premium HVM 16.6/16.54kWh w/ Goodwe GW5KL-ET inverter | 5000 | 16.6 | NULL | NULL | BYD | Battery-Box Premium HVM 16.6/16.54kWh | 1 | Goodwe | GW5KL-ET | NULL | NULL | NULL | NULL | NULL | NULL | NULL | NULL | BYD | NULL | Date Added : 29-Jul-20, Reference # : HBS1672, HBS designation : BYD Battery-Box Premium HVM 16.6/16.54kWh w/ Goodwe GW5KL-ET inverter, Inverter Capacity (Var) : 5000, Useable capacity (kWh) : 16.6, BESS manufacturer : NULL, BESS Model # : NULL, Battery System (BS) Manufacturer : BYD, Battery System (BS) Model # : Battery-Box Premium HVM 16.6/16.54kWh, Number of BESS/BS in system : 1, Inverter manufacturer : Goodwe, Inverter model # : GW5KL-ET, Smart controller/meter manufacturer : NULL, Smart controller/meter model # : NULL, Current sensor manufacturer : NULL, Current sensor model # : NULL, Other major component manufacturer : NULL, Other major component model # : NULL, Other major component manufacturer : NULL, Other major component model # : NULL, Battery Brand : BYD, SystemId : NULL
29-Jul-20 | HBS1673 | BYD Battery-Box Premium HVM 19.3/19.32kWh w/ Goodwe GW5KL-ET inverter | 5000 | 19.3 | NULL | NULL | BYD | Battery-Box Premium HVM 19.3/19.32kWh | 1 | Goodwe | GW5KL-ET | NULL | NULL | NULL | NULL | NULL | NULL | NULL | NULL | BYD | NULL | Date Added : 29-Jul-20, Reference # : HBS1673, HBS designation : BYD Battery-Box Premium HVM 19.3/19.32kWh w/ Goodwe GW5KL-ET inverter, Inverter Capacity (Var) : 5000, Useable capacity (kWh) : 19.3, BESS manufacturer : NULL, BESS Model # : NULL, Battery System (BS) Manufacturer : BYD, Battery System (BS) Model # : Battery-Box Premium HVM 19.3/19.32kWh, Number of BESS/BS in system : 1, Inverter manufacturer : Goodwe, Inverter model # : GW5KL-ET, Smart controller/meter manufacturer : NULL, Smart controller/meter model # : NULL, Current sensor manufacturer : NULL, Current sensor model # : NULL, Other major component manufacturer : NULL, Other major component model # : NULL, Other major component manufacturer : NULL, Other major component model # : NULL, Battery Brand : BYD, SystemId : NULL
29-Jul-20 | HBS1674 | BYD Battery-Box Premium HVM 22.1/22.08kWh w/ Goodwe GW5KL-ET inverter | 5000 | 22.1 | NULL | NULL | BYD | Battery-Box Premium HVM 22.1/22.08kWh | 1 | Goodwe | GW5KL-ET | NULL | NULL | NULL | NULL | NULL | NULL | NULL | NULL | BYD | NULL | Date Added : 29-Jul-20, Reference # : HBS1674, HBS designation : BYD Battery-Box Premium HVM 22.1/22.08kWh w/ Goodwe GW5KL-ET inverter, Inverter Capacity (Var) : 5000, Useable capacity (kWh) : 22.1, BESS manufacturer : NULL, BESS Model # : NULL, Battery System (BS) Manufacturer : BYD, Battery System (BS) Model # : Battery-Box Premium HVM 22.1/22.08kWh, Number of BESS/BS in system : 1, Inverter manufacturer : Goodwe, Inverter model # : GW5KL-ET, Smart controller/meter manufacturer : NULL, Smart controller/meter model # : NULL, Current sensor manufacturer : NULL, Current sensor model # : NULL, Other major component manufacturer : NULL, Other major component model # : NULL, Other major component manufacturer : NULL, Other major component model # : NULL, Battery Brand : BYD, SystemId : NULL
29-Jul-20 | HBS1676 | BYD Battery-Box Premium HVM 11.0/11.04kWh w/ Goodwe GW6KL-ET inverter | 6000 | 11 | NULL | NULL | BYD | Battery-Box Premium HVM 11.0/11.04kWh | 1 | Goodwe | GW6KL-ET | NULL | NULL | NULL | NULL | NULL | NULL | NULL | NULL | BYD | NULL | Date Added : 29-Jul-20, Reference # : HBS1676, HBS designation : BYD Battery-Box Premium HVM 11.0/11.04kWh w/ Goodwe GW6KL-ET inverter, Inverter Capacity (Var) : 6000, Useable capacity (kWh) : 11, BESS manufacturer : NULL, BESS Model # : NULL, Battery System (BS) Manufacturer : BYD, Battery System (BS) Model # : Battery-Box Premium HVM 11.0/11.04kWh, Number of BESS/BS in system : 1, Inverter manufacturer : Goodwe, Inverter model # : GW6KL-ET, Smart controller/meter manufacturer : NULL, Smart controller/meter model # : NULL, Current sensor manufacturer : NULL, Current sensor model # : NULL, Other major component manufacturer : NULL, Other major component model # : NULL, Other major component manufacturer : NULL, Other major component model # : NULL, Battery Brand : BYD, SystemId : NULL
29-Jul-20 | HBS1677 | BYD Battery-Box Premium HVM 13.8/13.8kWh w/ Goodwe GW6KL-ET inverter | 6000 | 13.8 | NULL | NULL | BYD | Battery-Box Premium HVM 13.8/13.8kWh | 1 | Goodwe | GW6KL-ET | NULL | NULL | NULL | NULL | NULL | NULL | NULL | NULL | BYD | NULL | Date Added : 29-Jul-20, Reference # : HBS1677, HBS designation : BYD Battery-Box Premium HVM 13.8/13.8kWh w/ Goodwe GW6KL-ET inverter, Inverter Capacity (Var) : 6000, Useable capacity (kWh) : 13.8, BESS manufacturer : NULL, BESS Model # : NULL, Battery System (BS) Manufacturer : BYD, Battery System (BS) Model # : Battery-Box Premium HVM 13.8/13.8kWh, Number of BESS/BS in system : 1, Inverter manufacturer : Goodwe, Inverter model # : GW6KL-ET, Smart controller/meter manufacturer : NULL, Smart controller/meter model # : NULL, Current sensor manufacturer : NULL, Current sensor model # : NULL, Other major component manufacturer : NULL, Other major component model # : NULL, Other major component manufacturer : NULL, Other major component model # : NULL, Battery Brand : BYD, SystemId : NULL
29-Jul-20 | HBS1678 | BYD Battery-Box Premium HVM 16.6/16.54kWh w/ Goodwe GW6KL-ET inverter | 6000 | 16.6 | NULL | NULL | BYD | Battery-Box Premium HVM 16.6/16.54kWh | 1 | Goodwe | GW6KL-ET | NULL | NULL | NULL | NULL | NULL | NULL | NULL | NULL | BYD | NULL | Date Added : 29-Jul-20, Reference # : HBS1678, HBS designation : BYD Battery-Box Premium HVM 16.6/16.54kWh w/ Goodwe GW6KL-ET inverter, Inverter Capacity (Var) : 6000, Useable capacity (kWh) : 16.6, BESS manufacturer : NULL, BESS Model # : NULL, Battery System (BS) Manufacturer : BYD, Battery System (BS) Model # : Battery-Box Premium HVM 16.6/16.54kWh, Number of BESS/BS in system : 1, Inverter manufacturer : Goodwe, Inverter model # : GW6KL-ET, Smart controller/meter manufacturer : NULL, Smart controller/meter model # : NULL, Current sensor manufacturer : NULL, Current sensor model # : NULL, Other major component manufacturer : NULL, Other major component model # : NULL, Other major component manufacturer : NULL, Other major component model # : NULL, Battery Brand : BYD, SystemId : NULL
29-Jul-20 | HBS1679 | BYD Battery-Box Premium HVM 19.3/19.32kWh w/ Goodwe GW6KL-ET inverter | 6000 | 19.3 | NULL | NULL | BYD | Battery-Box Premium HVM 19.3/19.32kWh | 1 | Goodwe | GW6KL-ET | NULL | NULL | NULL | NULL | NULL | NULL | NULL | NULL | BYD | NULL | Date Added : 29-Jul-20, Reference # : HBS1679, HBS designation : BYD Battery-Box Premium HVM 19.3/19.32kWh w/ Goodwe GW6KL-ET inverter, Inverter Capacity (Var) : 6000, Useable capacity (kWh) : 19.3, BESS manufacturer : NULL, BESS Model # : NULL, Battery System (BS) Manufacturer : BYD, Battery System (BS) Model # : Battery-Box Premium HVM 19.3/19.32kWh, Number of BESS/BS in system : 1, Inverter manufacturer : Goodwe, Inverter model # : GW6KL-ET, Smart controller/meter manufacturer : NULL, Smart controller/meter model # : NULL, Current sensor manufacturer : NULL, Current sensor model # : NULL, Other major component manufacturer : NULL, Other major component model # : NULL, Other major component manufacturer : NULL, Other major component model # : NULL, Battery Brand : BYD, SystemId : NULL
29-Jul-20 | HBS1680 | BYD Battery-Box Premium HVM 22.1/22.08kWh w/ Goodwe GW6KL-ET inverter | 6000 | 22.1 | NULL | NULL | BYD | Battery-Box Premium HVM 22.1/22.08kWh | 1 | Goodwe | GW6KL-ET | NULL | NULL | NULL | NULL | NULL | NULL | NULL | NULL | BYD | NULL | Date Added : 29-Jul-20, Reference # : HBS1680, HBS designation : BYD Battery-Box Premium HVM 22.1/22.08kWh w/ Goodwe GW6KL-ET inverter, Inverter Capacity (Var) : 6000, Useable capacity (kWh) : 22.1, BESS manufacturer : NULL, BESS Model # : NULL, Battery System (BS) Manufacturer : BYD, Battery System (BS) Model # : Battery-Box Premium HVM 22.1/22.08kWh, Number of BESS/BS in system : 1, Inverter manufacturer : Goodwe, Inverter model # : GW6KL-ET, Smart controller/meter manufacturer : NULL, Smart controller/meter model # : NULL, Current sensor manufacturer : NULL, Current sensor model # : NULL, Other major component manufacturer : NULL, Other major component model # : NULL, Other major component manufacturer : NULL, Other major component model # : NULL, Battery Brand : BYD, SystemId : NULL
29-Jul-20 | HBS1682 | BYD Battery-Box Premium HVM 11.0/11.04kWh w/ Goodwe GW8KL-ET inverter | 8000 | 11 | NULL | NULL | BYD | Battery-Box Premium HVM 11.0/11.04kWh | 1 | Goodwe | GW8KL-ET | NULL | NULL | NULL | NULL | NULL | NULL | NULL | NULL | BYD | NULL | Date Added : 29-Jul-20, Reference # : HBS1682, HBS designation : BYD Battery-Box Premium HVM 11.0/11.04kWh w/ Goodwe GW8KL-ET inverter, Inverter Capacity (Var) : 8000, Useable capacity (kWh) : 11, BESS manufacturer : NULL, BESS Model # : NULL, Battery System (BS) Manufacturer : BYD, Battery System (BS) Model # : Battery-Box Premium HVM 11.0/11.04kWh, Number of BESS/BS in system : 1, Inverter manufacturer : Goodwe, Inverter model # : GW8KL-ET, Smart controller/meter manufacturer : NULL, Smart controller/meter model # : NULL, Current sensor manufacturer : NULL, Current sensor model # : NULL, Other major component manufacturer : NULL, Other major component model # : NULL, Other major component manufacturer : NULL, Other major component model # : NULL, Battery Brand : BYD, SystemId : NULL
29-Jul-20 | HBS1683 | BYD Battery-Box Premium HVM 13.8/13.8kWh w/ Goodwe GW8KL-ET inverter | 8000 | 13.8 | NULL | NULL | BYD | Battery-Box Premium HVM 13.8/13.8kWh | 1 | Goodwe | GW8KL-ET | NULL | NULL | NULL | NULL | NULL | NULL | NULL | NULL | BYD | NULL | Date Added : 29-Jul-20, Reference # : HBS1683, HBS designation : BYD Battery-Box Premium HVM 13.8/13.8kWh w/ Goodwe GW8KL-ET inverter, Inverter Capacity (Var) : 8000, Useable capacity (kWh) : 13.8, BESS manufacturer : NULL, BESS Model # : NULL, Battery System (BS) Manufacturer : BYD, Battery System (BS) Model # : Battery-Box Premium HVM 13.8/13.8kWh, Number of BESS/BS in system : 1, Inverter manufacturer : Goodwe, Inverter model # : GW8KL-ET, Smart controller/meter manufacturer : NULL, Smart controller/meter model # : NULL, Current sensor manufacturer : NULL, Current sensor model # : NULL, Other major component manufacturer : NULL, Other major component model # : NULL, Other major component manufacturer : NULL, Other major component model # : NULL, Battery Brand : BYD, SystemId : NULL
29-Jul-20 | HBS1684 | BYD Battery-Box Premium HVM 16.6/16.54kWh w/ Goodwe GW8KL-ET inverter | 8000 | 16.6 | NULL | NULL | BYD | Battery-Box Premium HVM 16.6/16.54kWh | 1 | Goodwe | GW8KL-ET | NULL | NULL | NULL | NULL | NULL | NULL | NULL | NULL | BYD | NULL | Date Added : 29-Jul-20, Reference # : HBS1684, HBS designation : BYD Battery-Box Premium HVM 16.6/16.54kWh w/ Goodwe GW8KL-ET inverter, Inverter Capacity (Var) : 8000, Useable capacity (kWh) : 16.6, BESS manufacturer : NULL, BESS Model # : NULL, Battery System (BS) Manufacturer : BYD, Battery System (BS) Model # : Battery-Box Premium HVM 16.6/16.54kWh, Number of BESS/BS in system : 1, Inverter manufacturer : Goodwe, Inverter model # : GW8KL-ET, Smart controller/meter manufacturer : NULL, Smart controller/meter model # : NULL, Current sensor manufacturer : NULL, Current sensor model # : NULL, Other major component manufacturer : NULL, Other major component model # : NULL, Other major component manufacturer : NULL, Other major component model # : NULL, Battery Brand : BYD, SystemId : NULL
29-Jul-20 | HBS1685 | BYD Battery-Box Premium HVM 19.3/19.32kWh w/ Goodwe GW8KL-ET inverter | 8000 | 19.3 | NULL | NULL | BYD | Battery-Box Premium HVM 19.3/19.32kWh | 1 | Goodwe | GW8KL-ET | NULL | NULL | NULL | NULL | NULL | NULL | NULL | NULL | BYD | NULL | Date Added : 29-Jul-20, Reference # : HBS1685, HBS designation : BYD Battery-Box Premium HVM 19.3/19.32kWh w/ Goodwe GW8KL-ET inverter, Inverter Capacity (Var) : 8000, Useable capacity (kWh) : 19.3, BESS manufacturer : NULL, BESS Model # : NULL, Battery System (BS) Manufacturer : BYD, Battery System (BS) Model # : Battery-Box Premium HVM 19.3/19.32kWh, Number of BESS/BS in system : 1, Inverter manufacturer : Goodwe, Inverter model # : GW8KL-ET, Smart controller/meter manufacturer : NULL, Smart controller/meter model # : NULL, Current sensor manufacturer : NULL, Current sensor model # : NULL, Other major component manufacturer : NULL, Other major component model # : NULL, Other major component manufacturer : NULL, Other major component model # : NULL, Battery Brand : BYD, SystemId : NULL
29-Jul-20 | HBS1686 | BYD Battery-Box Premium HVM 22.1/22.08kWh w/ Goodwe GW8KL-ET inverter | 8000 | 22.1 | NULL | NULL | BYD | Battery-Box Premium HVM 22.1/22.08kWh | 1 | Goodwe | GW8KL-ET | NULL | NULL | NULL | NULL | NULL | NULL | NULL | NULL | BYD | NULL | Date Added : 29-Jul-20, Reference # : HBS1686, HBS designation : BYD Battery-Box Premium HVM 22.1/22.08kWh w/ Goodwe GW8KL-ET inverter, Inverter Capacity (Var) : 8000, Useable capacity (kWh) : 22.1, BESS manufacturer : NULL, BESS Model # : NULL, Battery System (BS) Manufacturer : BYD, Battery System (BS) Model # : Battery-Box Premium HVM 22.1/22.08kWh, Number of BESS/BS in system : 1, Inverter manufacturer : Goodwe, Inverter model # : GW8KL-ET, Smart controller/meter manufacturer : NULL, Smart controller/meter model # : NULL, Current sensor manufacturer : NULL, Current sensor model # : NULL, Other major component manufacturer : NULL, Other major component model # : NULL, Other major component manufacturer : NULL, Other major component model # : NULL, Battery Brand : BYD, SystemId : NULL
29-Jul-20 | HBS1688 | BYD Battery-Box Premium HVM 11.0/11.04kWh w/ Goodwe GW10KL-ET inverter | 10000 | 11 | NULL | NULL | BYD | Battery-Box Premium HVM 11.0/11.04kWh | 1 | Goodwe | GW10KL-ET | NULL | NULL | NULL | NULL | NULL | NULL | NULL | NULL | BYD | NULL | Date Added : 29-Jul-20, Reference # : HBS1688, HBS designation : BYD Battery-Box Premium HVM 11.0/11.04kWh w/ Goodwe GW10KL-ET inverter, Inverter Capacity (Var) : 10000, Useable capacity (kWh) : 11, BESS manufacturer : NULL, BESS Model # : NULL, Battery System (BS) Manufacturer : BYD, Battery System (BS) Model # : Battery-Box Premium HVM 11.0/11.04kWh, Number of BESS/BS in system : 1, Inverter manufacturer : Goodwe, Inverter model # : GW10KL-ET, Smart controller/meter manufacturer : NULL, Smart controller/meter model # : NULL, Current sensor manufacturer : NULL, Current sensor model # : NULL, Other major component manufacturer : NULL, Other major component model # : NULL, Other major component manufacturer : NULL, Other major component model # : NULL, Battery Brand : BYD, SystemId : NULL
29-Jul-20 | HBS1689 | BYD Battery-Box Premium HVM 13.8/13.8kWh w/ Goodwe GW10KL-ET inverter | 10000 | 13.8 | NULL | NULL | BYD | Battery-Box Premium HVM 13.8/13.8kWh | 1 | Goodwe | GW10KL-ET | NULL | NULL | NULL | NULL | NULL | NULL | NULL | NULL | BYD | NULL | Date Added : 29-Jul-20, Reference # : HBS1689, HBS designation : BYD Battery-Box Premium HVM 13.8/13.8kWh w/ Goodwe GW10KL-ET inverter, Inverter Capacity (Var) : 10000, Useable capacity (kWh) : 13.8, BESS manufacturer : NULL, BESS Model # : NULL, Battery System (BS) Manufacturer : BYD, Battery System (BS) Model # : Battery-Box Premium HVM 13.8/13.8kWh, Number of BESS/BS in system : 1, Inverter manufacturer : Goodwe, Inverter model # : GW10KL-ET, Smart controller/meter manufacturer : NULL, Smart controller/meter model # : NULL, Current sensor manufacturer : NULL, Current sensor model # : NULL, Other major component manufacturer : NULL, Other major component model # : NULL, Other major component manufacturer : NULL, Other major component model # : NULL, Battery Brand : BYD, SystemId : NULL
29-Jul-20 | HBS1690 | BYD Battery-Box Premium HVM 16.6/16.54kWh w/ Goodwe GW10KL-ET inverter | 10000 | 16.6 | NULL | NULL | BYD | Battery-Box Premium HVM 16.6/16.54kWh | 1 | Goodwe | GW10KL-ET | NULL | NULL | NULL | NULL | NULL | NULL | NULL | NULL | BYD | NULL | Date Added : 29-Jul-20, Reference # : HBS1690, HBS designation : BYD Battery-Box Premium HVM 16.6/16.54kWh w/ Goodwe GW10KL-ET inverter, Inverter Capacity (Var) : 10000, Useable capacity (kWh) : 16.6, BESS manufacturer : NULL, BESS Model # : NULL, Battery System (BS) Manufacturer : BYD, Battery System (BS) Model # : Battery-Box Premium HVM 16.6/16.54kWh, Number of BESS/BS in system : 1, Inverter manufacturer : Goodwe, Inverter model # : GW10KL-ET, Smart controller/meter manufacturer : NULL, Smart controller/meter model # : NULL, Current sensor manufacturer : NULL, Current sensor model # : NULL, Other major component manufacturer : NULL, Other major component model # : NULL, Other major component manufacturer : NULL, Other major component model # : NULL, Battery Brand : BYD, SystemId : NULL
29-Jul-20 | HBS1691 | BYD Battery-Box Premium HVM 19.3/19.32kWh w/ Goodwe GW10KL-ET inverter | 10000 | 19.3 | NULL | NULL | BYD | Battery-Box Premium HVM 19.3/19.32kWh | 1 | Goodwe | GW10KL-ET | NULL | NULL | NULL | NULL | NULL | NULL | NULL | NULL | BYD | NULL | Date Added : 29-Jul-20, Reference # : HBS1691, HBS designation : BYD Battery-Box Premium HVM 19.3/19.32kWh w/ Goodwe GW10KL-ET inverter, Inverter Capacity (Var) : 10000, Useable capacity (kWh) : 19.3, BESS manufacturer : NULL, BESS Model # : NULL, Battery System (BS) Manufacturer : BYD, Battery System (BS) Model # : Battery-Box Premium HVM 19.3/19.32kWh, Number of BESS/BS in system : 1, Inverter manufacturer : Goodwe, Inverter model # : GW10KL-ET, Smart controller/meter manufacturer : NULL, Smart controller/meter model # : NULL, Current sensor manufacturer : NULL, Current sensor model # : NULL, Other major component manufacturer : NULL, Other major component model # : NULL, Other major component manufacturer : NULL, Other major component model # : NULL, Battery Brand : BYD, SystemId : NULL
29-Jul-20 | HBS1692 | BYD Battery-Box Premium HVM 22.1/22.08kWh w/ Goodwe GW10KL-ET inverter | 10000 | 22.1 | NULL | NULL | BYD | Battery-Box Premium HVM 22.1/22.08kWh | 1 | Goodwe | GW10KL-ET | NULL | NULL | NULL | NULL | NULL | NULL | NULL | NULL | BYD | NULL | Date Added : 29-Jul-20, Reference # : HBS1692, HBS designation : BYD Battery-Box Premium HVM 22.1/22.08kWh w/ Goodwe GW10KL-ET inverter, Inverter Capacity (Var) : 10000, Useable capacity (kWh) : 22.1, BESS manufacturer : NULL, BESS Model # : NULL, Battery System (BS) Manufacturer : BYD, Battery System (BS) Model # : Battery-Box Premium HVM 22.1/22.08kWh, Number of BESS/BS in system : 1, Inverter manufacturer : Goodwe, Inverter model # : GW10KL-ET, Smart controller/meter manufacturer : NULL, Smart controller/meter model # : NULL, Current sensor manufacturer : NULL, Current sensor model # : NULL, Other major component manufacturer : NULL, Other major component model # : NULL, Other major component manufacturer : NULL, Other major component model # : NULL, Battery Brand : BYD, SystemId : NULL
29-Jul-20 | HBS1693 | BYD Battery-Box Premium HVM 8.3/8.28kWh w/ Goodwe GW3600-EH inverter | 3600 | 8.3 | NULL | NULL | BYD | Battery-Box Premium HVM 8.3/8.28kWh | 1 | Goodwe | GW3600-EH | NULL | NULL | NULL | NULL | NULL | NULL | NULL | NULL | BYD | NULL | Date Added : 29-Jul-20, Reference # : HBS1693, HBS designation : BYD Battery-Box Premium HVM 8.3/8.28kWh w/ Goodwe GW3600-EH inverter, Inverter Capacity (Var) : 3600, Useable capacity (kWh) : 8.3, BESS manufacturer : NULL, BESS Model # : NULL, Battery System (BS) Manufacturer : BYD, Battery System (BS) Model # : Battery-Box Premium HVM 8.3/8.28kWh, Number of BESS/BS in system : 1, Inverter manufacturer : Goodwe, Inverter model # : GW3600-EH, Smart controller/meter manufacturer : NULL, Smart controller/meter model # : NULL, Current sensor manufacturer : NULL, Current sensor model # : NULL, Other major component manufacturer : NULL, Other major component model # : NULL, Other major component manufacturer : NULL, Other major component model # : NULL, Battery Brand : BYD, SystemId : NULL
29-Jul-20 | HBS1694 | BYD Battery-Box Premium HVM 11.0/11.04kWh w/ Goodwe GW3600-EH inverter | 3600 | 11 | NULL | NULL | BYD | Battery-Box Premium HVM 11.0/11.04kWh | 1 | Goodwe | GW3600-EH | NULL | NULL | NULL | NULL | NULL | NULL | NULL | NULL | BYD | NULL | Date Added : 29-Jul-20, Reference # : HBS1694, HBS designation : BYD Battery-Box Premium HVM 11.0/11.04kWh w/ Goodwe GW3600-EH inverter, Inverter Capacity (Var) : 3600, Useable capacity (kWh) : 11, BESS manufacturer : NULL, BESS Model # : NULL, Battery System (BS) Manufacturer : BYD, Battery System (BS) Model # : Battery-Box Premium HVM 11.0/11.04kWh, Number of BESS/BS in system : 1, Inverter manufacturer : Goodwe, Inverter model # : GW3600-EH, Smart controller/meter manufacturer : NULL, Smart controller/meter model # : NULL, Current sensor manufacturer : NULL, Current sensor model # : NULL, Other major component manufacturer : NULL, Other major component model # : NULL, Other major component manufacturer : NULL, Other major component model # : NULL, Battery Brand : BYD, SystemId : NULL
29-Jul-20 | HBS1695 | BYD Battery-Box Premium HVM 13.8/13.8kWh w/ Goodwe GW3600-EH inverter | 3600 | 13.8 | NULL | NULL | BYD | Battery-Box Premium HVM 13.8/13.8kWh | 1 | Goodwe | GW3600-EH | NULL | NULL | NULL | NULL | NULL | NULL | NULL | NULL | BYD | NULL | Date Added : 29-Jul-20, Reference # : HBS1695, HBS designation : BYD Battery-Box Premium HVM 13.8/13.8kWh w/ Goodwe GW3600-EH inverter, Inverter Capacity (Var) : 3600, Useable capacity (kWh) : 13.8, BESS manufacturer : NULL, BESS Model # : NULL, Battery System (BS) Manufacturer : BYD, Battery System (BS) Model # : Battery-Box Premium HVM 13.8/13.8kWh, Number of BESS/BS in system : 1, Inverter manufacturer : Goodwe, Inverter model # : GW3600-EH, Smart controller/meter manufacturer : NULL, Smart controller/meter model # : NULL, Current sensor manufacturer : NULL, Current sensor model # : NULL, Other major component manufacturer : NULL, Other major component model # : NULL, Other major component manufacturer : NULL, Other major component model # : NULL, Battery Brand : BYD, SystemId : NULL
29-Jul-20 | HBS1696 | BYD Battery-Box Premium HVM 16.6/16.54kWh w/ Goodwe GW3600-EH inverter | 3600 | 16.6 | NULL | NULL | BYD | Battery-Box Premium HVM 16.6/16.54kWh | 1 | Goodwe | GW3600-EH | NULL | NULL | NULL | NULL | NULL | NULL | NULL | NULL | BYD | NULL | Date Added : 29-Jul-20, Reference # : HBS1696, HBS designation : BYD Battery-Box Premium HVM 16.6/16.54kWh w/ Goodwe GW3600-EH inverter, Inverter Capacity (Var) : 3600, Useable capacity (kWh) : 16.6, BESS manufacturer : NULL, BESS Model # : NULL, Battery System (BS) Manufacturer : BYD, Battery System (BS) Model # : Battery-Box Premium HVM 16.6/16.54kWh, Number of BESS/BS in system : 1, Inverter manufacturer : Goodwe, Inverter model # : GW3600-EH, Smart controller/meter manufacturer : NULL, Smart controller/meter model # : NULL, Current sensor manufacturer : NULL, Current sensor model # : NULL, Other major component manufacturer : NULL, Other major component model # : NULL, Other major component manufacturer : NULL, Other major component model # : NULL, Battery Brand : BYD, SystemId : NULL
29-Jul-20 | HBS1697 | BYD Battery-Box Premium HVM 19.3/19.32kWh w/ Goodwe GW3600-EH inverter | 3600 | 19.3 | NULL | NULL | BYD | Battery-Box Premium HVM 19.3/19.32kWh | 1 | Goodwe | GW3600-EH | NULL | NULL | NULL | NULL | NULL | NULL | NULL | NULL | BYD | NULL | Date Added : 29-Jul-20, Reference # : HBS1697, HBS designation : BYD Battery-Box Premium HVM 19.3/19.32kWh w/ Goodwe GW3600-EH inverter, Inverter Capacity (Var) : 3600, Useable capacity (kWh) : 19.3, BESS manufacturer : NULL, BESS Model # : NULL, Battery System (BS) Manufacturer : BYD, Battery System (BS) Model # : Battery-Box Premium HVM 19.3/19.32kWh, Number of BESS/BS in system : 1, Inverter manufacturer : Goodwe, Inverter model # : GW3600-EH, Smart controller/meter manufacturer : NULL, Smart controller/meter model # : NULL, Current sensor manufacturer : NULL, Current sensor model # : NULL, Other major component manufacturer : NULL, Other major component model # : NULL, Other major component manufacturer : NULL, Other major component model # : NULL, Battery Brand : BYD, SystemId : NULL
29-Jul-20 | HBS1699 | BYD Battery-Box Premium HVM 8.3/8.28kWh w/ Goodwe GW5000-EH inverter | 5000 | 8.3 | NULL | NULL | BYD | Battery-Box Premium HVM 8.3/8.28kWh | 1 | Goodwe | GW5000-EH | NULL | NULL | NULL | NULL | NULL | NULL | NULL | NULL | BYD | NULL | Date Added : 29-Jul-20, Reference # : HBS1699, HBS designation : BYD Battery-Box Premium HVM 8.3/8.28kWh w/ Goodwe GW5000-EH inverter, Inverter Capacity (Var) : 5000, Useable capacity (kWh) : 8.3, BESS manufacturer : NULL, BESS Model # : NULL, Battery System (BS) Manufacturer : BYD, Battery System (BS) Model # : Battery-Box Premium HVM 8.3/8.28kWh, Number of BESS/BS in system : 1, Inverter manufacturer : Goodwe, Inverter model # : GW5000-EH, Smart controller/meter manufacturer : NULL, Smart controller/meter model # : NULL, Current sensor manufacturer : NULL, Current sensor model # : NULL, Other major component manufacturer : NULL, Other major component model # : NULL, Other major component manufacturer : NULL, Other major component model # : NULL, Battery Brand : BYD, SystemId : NULL
29-Jul-20 | HBS1700 | BYD Battery-Box Premium HVM 11.0/11.04kWh w/ Goodwe GW5000-EH inverter | 5000 | 11 | NULL | NULL | BYD | Battery-Box Premium HVM 11.0/11.04kWh | 1 | Goodwe | GW5000-EH | NULL | NULL | NULL | NULL | NULL | NULL | NULL | NULL | BYD | NULL | Date Added : 29-Jul-20, Reference # : HBS1700, HBS designation : BYD Battery-Box Premium HVM 11.0/11.04kWh w/ Goodwe GW5000-EH inverter, Inverter Capacity (Var) : 5000, Useable capacity (kWh) : 11, BESS manufacturer : NULL, BESS Model # : NULL, Battery System (BS) Manufacturer : BYD, Battery System (BS) Model # : Battery-Box Premium HVM 11.0/11.04kWh, Number of BESS/BS in system : 1, Inverter manufacturer : Goodwe, Inverter model # : GW5000-EH, Smart controller/meter manufacturer : NULL, Smart controller/meter model # : NULL, Current sensor manufacturer : NULL, Current sensor model # : NULL, Other major component manufacturer : NULL, Other major component model # : NULL, Other major component manufacturer : NULL, Other major component model # : NULL, Battery Brand : BYD, SystemId : NULL
29-Jul-20 | HBS1701 | BYD Battery-Box Premium HVM 13.8/13.8kWh w/ Goodwe GW5000-EH inverter | 5000 | 13.8 | NULL | NULL | BYD | Battery-Box Premium HVM 13.8/13.8kWh | 1 | Goodwe | GW5000-EH | NULL | NULL | NULL | NULL | NULL | NULL | NULL | NULL | BYD | NULL | Date Added : 29-Jul-20, Reference # : HBS1701, HBS designation : BYD Battery-Box Premium HVM 13.8/13.8kWh w/ Goodwe GW5000-EH inverter, Inverter Capacity (Var) : 5000, Useable capacity (kWh) : 13.8, BESS manufacturer : NULL, BESS Model # : NULL, Battery System (BS) Manufacturer : BYD, Battery System (BS) Model # : Battery-Box Premium HVM 13.8/13.8kWh, Number of BESS/BS in system : 1, Inverter manufacturer : Goodwe, Inverter model # : GW5000-EH, Smart controller/meter manufacturer : NULL, Smart controller/meter model # : NULL, Current sensor manufacturer : NULL, Current sensor model # : NULL, Other major component manufacturer : NULL, Other major component model # : NULL, Other major component manufacturer : NULL, Other major component model # : NULL, Battery Brand : BYD, SystemId : NULL
29-Jul-20 | HBS1702 | BYD Battery-Box Premium HVM 16.6/16.54kWh w/ Goodwe GW5000-EH inverter | 5000 | 16.6 | NULL | NULL | BYD | Battery-Box Premium HVM 16.6/16.54kWh | 1 | Goodwe | GW5000-EH | NULL | NULL | NULL | NULL | NULL | NULL | NULL | NULL | BYD | NULL | Date Added : 29-Jul-20, Reference # : HBS1702, HBS designation : BYD Battery-Box Premium HVM 16.6/16.54kWh w/ Goodwe GW5000-EH inverter, Inverter Capacity (Var) : 5000, Useable capacity (kWh) : 16.6, BESS manufacturer : NULL, BESS Model # : NULL, Battery System (BS) Manufacturer : BYD, Battery System (BS) Model # : Battery-Box Premium HVM 16.6/16.54kWh, Number of BESS/BS in system : 1, Inverter manufacturer : Goodwe, Inverter model # : GW5000-EH, Smart controller/meter manufacturer : NULL, Smart controller/meter model # : NULL, Current sensor manufacturer : NULL, Current sensor model # : NULL, Other major component manufacturer : NULL, Other major component model # : NULL, Other major component manufacturer : NULL, Other major component model # : NULL, Battery Brand : BYD, SystemId : NULL
29-Jul-20 | HBS1703 | BYD Battery-Box Premium HVM 19.3/19.32kWh w/ Goodwe GW5000-EH inverter | 5000 | 19.3 | NULL | NULL | BYD | Battery-Box Premium HVM 19.3/19.32kWh | 1 | Goodwe | GW5000-EH | NULL | NULL | NULL | NULL | NULL | NULL | NULL | NULL | BYD | NULL | Date Added : 29-Jul-20, Reference # : HBS1703, HBS designation : BYD Battery-Box Premium HVM 19.3/19.32kWh w/ Goodwe GW5000-EH inverter, Inverter Capacity (Var) : 5000, Useable capacity (kWh) : 19.3, BESS manufacturer : NULL, BESS Model # : NULL, Battery System (BS) Manufacturer : BYD, Battery System (BS) Model # : Battery-Box Premium HVM 19.3/19.32kWh, Number of BESS/BS in system : 1, Inverter manufacturer : Goodwe, Inverter model # : GW5000-EH, Smart controller/meter manufacturer : NULL, Smart controller/meter model # : NULL, Current sensor manufacturer : NULL, Current sensor model # : NULL, Other major component manufacturer : NULL, Other major component model # : NULL, Other major component manufacturer : NULL, Other major component model # : NULL, Battery Brand : BYD, SystemId : NULL
29-Jul-20 | HBS1705 | BYD Battery-Box Premium HVM 8.3/8.28kWh w/ Goodwe GW6000-EH inverter | 6000 | 8.3 | NULL | NULL | BYD | Battery-Box Premium HVM 8.3/8.28kWh | 1 | Goodwe | GW6000-EH | NULL | NULL | NULL | NULL | NULL | NULL | NULL | NULL | BYD | NULL | Date Added : 29-Jul-20, Reference # : HBS1705, HBS designation : BYD Battery-Box Premium HVM 8.3/8.28kWh w/ Goodwe GW6000-EH inverter, Inverter Capacity (Var) : 6000, Useable capacity (kWh) : 8.3, BESS manufacturer : NULL, BESS Model # : NULL, Battery System (BS) Manufacturer : BYD, Battery System (BS) Model # : Battery-Box Premium HVM 8.3/8.28kWh, Number of BESS/BS in system : 1, Inverter manufacturer : Goodwe, Inverter model # : GW6000-EH, Smart controller/meter manufacturer : NULL, Smart controller/meter model # : NULL, Current sensor manufacturer : NULL, Current sensor model # : NULL, Other major component manufacturer : NULL, Other major component model # : NULL, Other major component manufacturer : NULL, Other major component model # : NULL, Battery Brand : BYD, SystemId : NULL
29-Jul-20 | HBS1706 | BYD Battery-Box Premium HVM 11.0/11.04kWh w/ Goodwe GW6000-EH inverter | 6000 | 11 | NULL | NULL | BYD | Battery-Box Premium HVM 11.0/11.04kWh | 1 | Goodwe | GW6000-EH | NULL | NULL | NULL | NULL | NULL | NULL | NULL | NULL | BYD | NULL | Date Added : 29-Jul-20, Reference # : HBS1706, HBS designation : BYD Battery-Box Premium HVM 11.0/11.04kWh w/ Goodwe GW6000-EH inverter, Inverter Capacity (Var) : 6000, Useable capacity (kWh) : 11, BESS manufacturer : NULL, BESS Model # : NULL, Battery System (BS) Manufacturer : BYD, Battery System (BS) Model # : Battery-Box Premium HVM 11.0/11.04kWh, Number of BESS/BS in system : 1, Inverter manufacturer : Goodwe, Inverter model # : GW6000-EH, Smart controller/meter manufacturer : NULL, Smart controller/meter model # : NULL, Current sensor manufacturer : NULL, Current sensor model # : NULL, Other major component manufacturer : NULL, Other major component model # : NULL, Other major component manufacturer : NULL, Other major component model # : NULL, Battery Brand : BYD, SystemId : NULL
29-Jul-20 | HBS1707 | BYD Battery-Box Premium HVM 13.8/13.8kWh w/ Goodwe GW6000-EH inverter | 6000 | 13.8 | NULL | NULL | BYD | Battery-Box Premium HVM 13.8/13.8kWh | 1 | Goodwe | GW6000-EH | NULL | NULL | NULL | NULL | NULL | NULL | NULL | NULL | BYD | NULL | Date Added : 29-Jul-20, Reference # : HBS1707, HBS designation : BYD Battery-Box Premium HVM 13.8/13.8kWh w/ Goodwe GW6000-EH inverter, Inverter Capacity (Var) : 6000, Useable capacity (kWh) : 13.8, BESS manufacturer : NULL, BESS Model # : NULL, Battery System (BS) Manufacturer : BYD, Battery System (BS) Model # : Battery-Box Premium HVM 13.8/13.8kWh, Number of BESS/BS in system : 1, Inverter manufacturer : Goodwe, Inverter model # : GW6000-EH, Smart controller/meter manufacturer : NULL, Smart controller/meter model # : NULL, Current sensor manufacturer : NULL, Current sensor model # : NULL, Other major component manufacturer : NULL, Other major component model # : NULL, Other major component manufacturer : NULL, Other major component model # : NULL, Battery Brand : BYD, SystemId : NULL
29-Jul-20 | HBS1708 | BYD Battery-Box Premium HVM 16.6/16.54kWh w/ Goodwe GW6000-EH inverter | 6000 | 16.6 | NULL | NULL | BYD | Battery-Box Premium HVM 16.6/16.54kWh | 1 | Goodwe | GW6000-EH | NULL | NULL | NULL | NULL | NULL | NULL | NULL | NULL | BYD | NULL | Date Added : 29-Jul-20, Reference # : HBS1708, HBS designation : BYD Battery-Box Premium HVM 16.6/16.54kWh w/ Goodwe GW6000-EH inverter, Inverter Capacity (Var) : 6000, Useable capacity (kWh) : 16.6, BESS manufacturer : NULL, BESS Model # : NULL, Battery System (BS) Manufacturer : BYD, Battery System (BS) Model # : Battery-Box Premium HVM 16.6/16.54kWh, Number of BESS/BS in system : 1, Inverter manufacturer : Goodwe, Inverter model # : GW6000-EH, Smart controller/meter manufacturer : NULL, Smart controller/meter model # : NULL, Current sensor manufacturer : NULL, Current sensor model # : NULL, Other major component manufacturer : NULL, Other major component model # : NULL, Other major component manufacturer : NULL, Other major component model # : NULL, Battery Brand : BYD, SystemId : NULL
29-Jul-20 | HBS1709 | BYD Battery-Box Premium HVM 19.3/19.32kWh w/ Goodwe GW6000-EH inverter | 6000 | 19.3 | NULL | NULL | BYD | Battery-Box Premium HVM 19.3/19.32kWh | 1 | Goodwe | GW6000-EH | NULL | NULL | NULL | NULL | NULL | NULL | NULL | NULL | BYD | NULL | Date Added : 29-Jul-20, Reference # : HBS1709, HBS designation : BYD Battery-Box Premium HVM 19.3/19.32kWh w/ Goodwe GW6000-EH inverter, Inverter Capacity (Var) : 6000, Useable capacity (kWh) : 19.3, BESS manufacturer : NULL, BESS Model # : NULL, Battery System (BS) Manufacturer : BYD, Battery System (BS) Model # : Battery-Box Premium HVM 19.3/19.32kWh, Number of BESS/BS in system : 1, Inverter manufacturer : Goodwe, Inverter model # : GW6000-EH, Smart controller/meter manufacturer : NULL, Smart controller/meter model # : NULL, Current sensor manufacturer : NULL, Current sensor model # : NULL, Other major component manufacturer : NULL, Other major component model # : NULL, Other major component manufacturer : NULL, Other major component model # : NULL, Battery Brand : BYD, SystemId : NULL
29-Jul-20 | HBS1712 | BYD Battery-Box Premium HVM 8.3/8.28kWh w/ Fronius Symo Hybrid 3.0-3-S inverter, SwitchDin 'smart controller' | 3000 | 8.3 | NULL | NULL | BYD | Battery-Box Premium HVM 8.3/8.28kWh | 1 | Fronius | Symo Hybrid 3.0-3-S | SwitchDin | Droplet | NULL | NULL | NULL | NULL | NULL | NULL | BYD | NULL | Date Added : 29-Jul-20, Reference # : HBS1712, HBS designation : BYD Battery-Box Premium HVM 8.3/8.28kWh w/ Fronius Symo Hybrid 3.0-3-S inverter, SwitchDin 'smart controller', Inverter Capacity (Var) : 3000, Useable capacity (kWh) : 8.3, BESS manufacturer : NULL, BESS Model # : NULL, Battery System (BS) Manufacturer : BYD, Battery System (BS) Model # : Battery-Box Premium HVM 8.3/8.28kWh, Number of BESS/BS in system : 1, Inverter manufacturer : Fronius, Inverter model # : Symo Hybrid 3.0-3-S, Smart controller/meter manufacturer : SwitchDin, Smart controller/meter model # : Droplet, Current sensor manufacturer : NULL, Current sensor model # : NULL, Other major component manufacturer : NULL, Other major component model # : NULL, Other major component manufacturer : NULL, Other major component model # : NULL, Battery Brand : BYD, SystemId : NULL
29-Jul-20 | HBS1713 | BYD Battery-Box Premium HVM 11.0/11.04kWh w/ Fronius Symo Hybrid 3.0-3-S inverter, SwitchDin 'smart controller' | 3000 | 11 | NULL | NULL | BYD | Battery-Box Premium HVM 11.0/11.04kWh | 1 | Fronius | Symo Hybrid 3.0-3-S | SwitchDin | Droplet | NULL | NULL | NULL | NULL | NULL | NULL | BYD | NULL | Date Added : 29-Jul-20, Reference # : HBS1713, HBS designation : BYD Battery-Box Premium HVM 11.0/11.04kWh w/ Fronius Symo Hybrid 3.0-3-S inverter, SwitchDin 'smart controller', Inverter Capacity (Var) : 3000, Useable capacity (kWh) : 11, BESS manufacturer : NULL, BESS Model # : NULL, Battery System (BS) Manufacturer : BYD, Battery System (BS) Model # : Battery-Box Premium HVM 11.0/11.04kWh, Number of BESS/BS in system : 1, Inverter manufacturer : Fronius, Inverter model # : Symo Hybrid 3.0-3-S, Smart controller/meter manufacturer : SwitchDin, Smart controller/meter model # : Droplet, Current sensor manufacturer : NULL, Current sensor model # : NULL, Other major component manufacturer : NULL, Other major component model # : NULL, Other major component manufacturer : NULL, Other major component model # : NULL, Battery Brand : BYD, SystemId : NULL
29-Jul-20 | HBS1714 | BYD Battery-Box Premium HVM 13.8/13.8kWh w/ Fronius Symo Hybrid 3.0-3-S inverter, SwitchDin 'smart controller' | 3000 | 13.8 | NULL | NULL | BYD | Battery-Box Premium HVM 13.8/13.8kWh | 1 | Fronius | Symo Hybrid 3.0-3-S | SwitchDin | Droplet | NULL | NULL | NULL | NULL | NULL | NULL | BYD | NULL | Date Added : 29-Jul-20, Reference # : HBS1714, HBS designation : BYD Battery-Box Premium HVM 13.8/13.8kWh w/ Fronius Symo Hybrid 3.0-3-S inverter, SwitchDin 'smart controller', Inverter Capacity (Var) : 3000, Useable capacity (kWh) : 13.8, BESS manufacturer : NULL, BESS Model # : NULL, Battery System (BS) Manufacturer : BYD, Battery System (BS) Model # : Battery-Box Premium HVM 13.8/13.8kWh, Number of BESS/BS in system : 1, Inverter manufacturer : Fronius, Inverter model # : Symo Hybrid 3.0-3-S, Smart controller/meter manufacturer : SwitchDin, Smart controller/meter model # : Droplet, Current sensor manufacturer : NULL, Current sensor model # : NULL, Other major component manufacturer : NULL, Other major component model # : NULL, Other major component manufacturer : NULL, Other major component model # : NULL, Battery Brand : BYD, SystemId : NULL
29-Jul-20 | HBS1715 | BYD Battery-Box Premium HVM 16.6/16.54kWh w/ Fronius Symo Hybrid 3.0-3-S inverter, SwitchDin 'smart controller' | 3000 | 16.6 | NULL | NULL | BYD | Battery-Box Premium HVM 16.6/16.54kWh | 1 | Fronius | Symo Hybrid 3.0-3-S | SwitchDin | Droplet | NULL | NULL | NULL | NULL | NULL | NULL | BYD | NULL | Date Added : 29-Jul-20, Reference # : HBS1715, HBS designation : BYD Battery-Box Premium HVM 16.6/16.54kWh w/ Fronius Symo Hybrid 3.0-3-S inverter, SwitchDin 'smart controller', Inverter Capacity (Var) : 3000, Useable capacity (kWh) : 16.6, BESS manufacturer : NULL, BESS Model # : NULL, Battery System (BS) Manufacturer : BYD, Battery System (BS) Model # : Battery-Box Premium HVM 16.6/16.54kWh, Number of BESS/BS in system : 1, Inverter manufacturer : Fronius, Inverter model # : Symo Hybrid 3.0-3-S, Smart controller/meter manufacturer : SwitchDin, Smart controller/meter model # : Droplet, Current sensor manufacturer : NULL, Current sensor model # : NULL, Other major component manufacturer : NULL, Other major component model # : NULL, Other major component manufacturer : NULL, Other major component model # : NULL, Battery Brand : BYD, SystemId : NULL
29-Jul-20 | HBS1716 | BYD Battery-Box Premium HVM 19.3/19.32kWh w/ Fronius Symo Hybrid 3.0-3-S inverter, SwitchDin 'smart controller' | 3000 | 19.3 | NULL | NULL | BYD | Battery-Box Premium HVM 19.3/19.32kWh | 1 | Fronius | Symo Hybrid 3.0-3-S | SwitchDin | Droplet | NULL | NULL | NULL | NULL | NULL | NULL | BYD | NULL | Date Added : 29-Jul-20, Reference # : HBS1716, HBS designation : BYD Battery-Box Premium HVM 19.3/19.32kWh w/ Fronius Symo Hybrid 3.0-3-S inverter, SwitchDin 'smart controller', Inverter Capacity (Var) : 3000, Useable capacity (kWh) : 19.3, BESS manufacturer : NULL, BESS Model # : NULL, Battery System (BS) Manufacturer : BYD, Battery System (BS) Model # : Battery-Box Premium HVM 19.3/19.32kWh, Number of BESS/BS in system : 1, Inverter manufacturer : Fronius, Inverter model # : Symo Hybrid 3.0-3-S, Smart controller/meter manufacturer : SwitchDin, Smart controller/meter model # : Droplet, Current sensor manufacturer : NULL, Current sensor model # : NULL, Other major component manufacturer : NULL, Other major component model # : NULL, Other major component manufacturer : NULL, Other major component model # : NULL, Battery Brand : BYD, SystemId : NULL
29-Jul-20 | HBS1717 | BYD Battery-Box Premium HVM 22.1/22.08kWh w/ Fronius Symo Hybrid 3.0-3-S inverter, SwitchDin 'smart controller' | 3000 | 22.1 | NULL | NULL | BYD | Battery-Box Premium HVM 22.1/22.08kWh | 1 | Fronius | Symo Hybrid 3.0-3-S | SwitchDin | Droplet | NULL | NULL | NULL | NULL | NULL | NULL | BYD | NULL | Date Added : 29-Jul-20, Reference # : HBS1717, HBS designation : BYD Battery-Box Premium HVM 22.1/22.08kWh w/ Fronius Symo Hybrid 3.0-3-S inverter, SwitchDin 'smart controller', Inverter Capacity (Var) : 3000, Useable capacity (kWh) : 22.1, BESS manufacturer : NULL, BESS Model # : NULL, Battery System (BS) Manufacturer : BYD, Battery System (BS) Model # : Battery-Box Premium HVM 22.1/22.08kWh, Number of BESS/BS in system : 1, Inverter manufacturer : Fronius, Inverter model # : Symo Hybrid 3.0-3-S, Smart controller/meter manufacturer : SwitchDin, Smart controller/meter model # : Droplet, Current sensor manufacturer : NULL, Current sensor model # : NULL, Other major component manufacturer : NULL, Other major component model # : NULL, Other major component manufacturer : NULL, Other major component model # : NULL, Battery Brand : BYD, SystemId : NULL
29-Jul-20 | HBS1718 | BYD Battery-Box Premium HVM 8.3/8.28kWh w/ Fronius Symo Hybrid 4.0-3-S inverter, SwitchDin 'smart controller' | 4000 | 8.3 | NULL | NULL | BYD | Battery-Box Premium HVM 8.3/8.28kWh | 1 | Fronius | Symo Hybrid 4.0-3-S | SwitchDin | Droplet | NULL | NULL | NULL | NULL | NULL | NULL | BYD | NULL | Date Added : 29-Jul-20, Reference # : HBS1718, HBS designation : BYD Battery-Box Premium HVM 8.3/8.28kWh w/ Fronius Symo Hybrid 4.0-3-S inverter, SwitchDin 'smart controller', Inverter Capacity (Var) : 4000, Useable capacity (kWh) : 8.3, BESS manufacturer : NULL, BESS Model # : NULL, Battery System (BS) Manufacturer : BYD, Battery System (BS) Model # : Battery-Box Premium HVM 8.3/8.28kWh, Number of BESS/BS in system : 1, Inverter manufacturer : Fronius, Inverter model # : Symo Hybrid 4.0-3-S, Smart controller/meter manufacturer : SwitchDin, Smart controller/meter model # : Droplet, Current sensor manufacturer : NULL, Current sensor model # : NULL, Other major component manufacturer : NULL, Other major component model # : NULL, Other major component manufacturer : NULL, Other major component model # : NULL, Battery Brand : BYD, SystemId : NULL
29-Jul-20 | HBS1719 | BYD Battery-Box Premium HVM 11.0/11.04kWh w/ Fronius Symo Hybrid 4.0-3-S inverter, SwitchDin 'smart controller' | 4000 | 11 | NULL | NULL | BYD | Battery-Box Premium HVM 11.0/11.04kWh | 1 | Fronius | Symo Hybrid 4.0-3-S | SwitchDin | Droplet | NULL | NULL | NULL | NULL | NULL | NULL | BYD | NULL | Date Added : 29-Jul-20, Reference # : HBS1719, HBS designation : BYD Battery-Box Premium HVM 11.0/11.04kWh w/ Fronius Symo Hybrid 4.0-3-S inverter, SwitchDin 'smart controller', Inverter Capacity (Var) : 4000, Useable capacity (kWh) : 11, BESS manufacturer : NULL, BESS Model # : NULL, Battery System (BS) Manufacturer : BYD, Battery System (BS) Model # : Battery-Box Premium HVM 11.0/11.04kWh, Number of BESS/BS in system : 1, Inverter manufacturer : Fronius, Inverter model # : Symo Hybrid 4.0-3-S, Smart controller/meter manufacturer : SwitchDin, Smart controller/meter model # : Droplet, Current sensor manufacturer : NULL, Current sensor model # : NULL, Other major component manufacturer : NULL, Other major component model # : NULL, Other major component manufacturer : NULL, Other major component model # : NULL, Battery Brand : BYD, SystemId : NULL
29-Jul-20 | HBS1720 | BYD Battery-Box Premium HVM 13.8/13.8kWh w/ Fronius Symo Hybrid 4.0-3-S inverter, SwitchDin 'smart controller' | 4000 | 13.8 | NULL | NULL | BYD | Battery-Box Premium HVM 13.8/13.8kWh | 1 | Fronius | Symo Hybrid 4.0-3-S | SwitchDin | Droplet | NULL | NULL | NULL | NULL | NULL | NULL | BYD | NULL | Date Added : 29-Jul-20, Reference # : HBS1720, HBS designation : BYD Battery-Box Premium HVM 13.8/13.8kWh w/ Fronius Symo Hybrid 4.0-3-S inverter, SwitchDin 'smart controller', Inverter Capacity (Var) : 4000, Useable capacity (kWh) : 13.8, BESS manufacturer : NULL, BESS Model # : NULL, Battery System (BS) Manufacturer : BYD, Battery System (BS) Model # : Battery-Box Premium HVM 13.8/13.8kWh, Number of BESS/BS in system : 1, Inverter manufacturer : Fronius, Inverter model # : Symo Hybrid 4.0-3-S, Smart controller/meter manufacturer : SwitchDin, Smart controller/meter model # : Droplet, Current sensor manufacturer : NULL, Current sensor model # : NULL, Other major component manufacturer : NULL, Other major component model # : NULL, Other major component manufacturer : NULL, Other major component model # : NULL, Battery Brand : BYD, SystemId : NULL
29-Jul-20 | HBS1721 | BYD Battery-Box Premium HVM 16.6/16.54kWh w/ Fronius Symo Hybrid 4.0-3-S inverter, SwitchDin 'smart controller' | 4000 | 16.6 | NULL | NULL | BYD | Battery-Box Premium HVM 16.6/16.54kWh | 1 | Fronius | Symo Hybrid 4.0-3-S | SwitchDin | Droplet | NULL | NULL | NULL | NULL | NULL | NULL | BYD | NULL | Date Added : 29-Jul-20, Reference # : HBS1721, HBS designation : BYD Battery-Box Premium HVM 16.6/16.54kWh w/ Fronius Symo Hybrid 4.0-3-S inverter, SwitchDin 'smart controller', Inverter Capacity (Var) : 4000, Useable capacity (kWh) : 16.6, BESS manufacturer : NULL, BESS Model # : NULL, Battery System (BS) Manufacturer : BYD, Battery System (BS) Model # : Battery-Box Premium HVM 16.6/16.54kWh, Number of BESS/BS in system : 1, Inverter manufacturer : Fronius, Inverter model # : Symo Hybrid 4.0-3-S, Smart controller/meter manufacturer : SwitchDin, Smart controller/meter model # : Droplet, Current sensor manufacturer : NULL, Current sensor model # : NULL, Other major component manufacturer : NULL, Other major component model # : NULL, Other major component manufacturer : NULL, Other major component model # : NULL, Battery Brand : BYD, SystemId : NULL
29-Jul-20 | HBS1722 | BYD Battery-Box Premium HVM 19.3/19.32kWh w/ Fronius Symo Hybrid 4.0-3-S inverter, SwitchDin 'smart controller' | 4000 | 19.3 | NULL | NULL | BYD | Battery-Box Premium HVM 19.3/19.32kWh | 1 | Fronius | Symo Hybrid 4.0-3-S | SwitchDin | Droplet | NULL | NULL | NULL | NULL | NULL | NULL | BYD | NULL | Date Added : 29-Jul-20, Reference # : HBS1722, HBS designation : BYD Battery-Box Premium HVM 19.3/19.32kWh w/ Fronius Symo Hybrid 4.0-3-S inverter, SwitchDin 'smart controller', Inverter Capacity (Var) : 4000, Useable capacity (kWh) : 19.3, BESS manufacturer : NULL, BESS Model # : NULL, Battery System (BS) Manufacturer : BYD, Battery System (BS) Model # : Battery-Box Premium HVM 19.3/19.32kWh, Number of BESS/BS in system : 1, Inverter manufacturer : Fronius, Inverter model # : Symo Hybrid 4.0-3-S, Smart controller/meter manufacturer : SwitchDin, Smart controller/meter model # : Droplet, Current sensor manufacturer : NULL, Current sensor model # : NULL, Other major component manufacturer : NULL, Other major component model # : NULL, Other major component manufacturer : NULL, Other major component model # : NULL, Battery Brand : BYD, SystemId : NULL
29-Jul-20 | HBS1723 | BYD Battery-Box Premium HVM 22.1/22.08kWh w/ Fronius Symo Hybrid 4.0-3-S inverter, SwitchDin 'smart controller' | 4000 | 22.1 | NULL | NULL | BYD | Battery-Box Premium HVM 22.1/22.08kWh | 1 | Fronius | Symo Hybrid 4.0-3-S | SwitchDin | Droplet | NULL | NULL | NULL | NULL | NULL | NULL | BYD | NULL | Date Added : 29-Jul-20, Reference # : HBS1723, HBS designation : BYD Battery-Box Premium HVM 22.1/22.08kWh w/ Fronius Symo Hybrid 4.0-3-S inverter, SwitchDin 'smart controller', Inverter Capacity (Var) : 4000, Useable capacity (kWh) : 22.1, BESS manufacturer : NULL, BESS Model # : NULL, Battery System (BS) Manufacturer : BYD, Battery System (BS) Model # : Battery-Box Premium HVM 22.1/22.08kWh, Number of BESS/BS in system : 1, Inverter manufacturer : Fronius, Inverter model # : Symo Hybrid 4.0-3-S, Smart controller/meter manufacturer : SwitchDin, Smart controller/meter model # : Droplet, Current sensor manufacturer : NULL, Current sensor model # : NULL, Other major component manufacturer : NULL, Other major component model # : NULL, Other major component manufacturer : NULL, Other major component model # : NULL, Battery Brand : BYD, SystemId : NULL
29-Jul-20 | HBS1724 | BYD Battery-Box Premium HVM 8.3/8.28kWh w/ Fronius Symo Hybrid 5.0-3-S inverter, SwitchDin 'smart controller' | 5000 | 8.3 | NULL | NULL | BYD | Battery-Box Premium HVM 8.3/8.28kWh | 1 | Fronius | Symo Hybrid 5.0-3-S | SwitchDin | Droplet | NULL | NULL | NULL | NULL | NULL | NULL | BYD | NULL | Date Added : 29-Jul-20, Reference # : HBS1724, HBS designation : BYD Battery-Box Premium HVM 8.3/8.28kWh w/ Fronius Symo Hybrid 5.0-3-S inverter, SwitchDin 'smart controller', Inverter Capacity (Var) : 5000, Useable capacity (kWh) : 8.3, BESS manufacturer : NULL, BESS Model # : NULL, Battery System (BS) Manufacturer : BYD, Battery System (BS) Model # : Battery-Box Premium HVM 8.3/8.28kWh, Number of BESS/BS in system : 1, Inverter manufacturer : Fronius, Inverter model # : Symo Hybrid 5.0-3-S, Smart controller/meter manufacturer : SwitchDin, Smart controller/meter model # : Droplet, Current sensor manufacturer : NULL, Current sensor model # : NULL, Other major component manufacturer : NULL, Other major component model # : NULL, Other major component manufacturer : NULL, Other major component model # : NULL, Battery Brand : BYD, SystemId : NULL
29-Jul-20 | HBS1725 | BYD Battery-Box Premium HVM 11.0/11.04kWh w/ Fronius Symo Hybrid 5.0-3-S inverter, SwitchDin 'smart controller' | 5000 | 11 | NULL | NULL | BYD | Battery-Box Premium HVM 11.0/11.04kWh | 1 | Fronius | Symo Hybrid 5.0-3-S | SwitchDin | Droplet | NULL | NULL | NULL | NULL | NULL | NULL | BYD | NULL | Date Added : 29-Jul-20, Reference # : HBS1725, HBS designation : BYD Battery-Box Premium HVM 11.0/11.04kWh w/ Fronius Symo Hybrid 5.0-3-S inverter, SwitchDin 'smart controller', Inverter Capacity (Var) : 5000, Useable capacity (kWh) : 11, BESS manufacturer : NULL, BESS Model # : NULL, Battery System (BS) Manufacturer : BYD, Battery System (BS) Model # : Battery-Box Premium HVM 11.0/11.04kWh, Number of BESS/BS in system : 1, Inverter manufacturer : Fronius, Inverter model # : Symo Hybrid 5.0-3-S, Smart controller/meter manufacturer : SwitchDin, Smart controller/meter model # : Droplet, Current sensor manufacturer : NULL, Current sensor model # : NULL, Other major component manufacturer : NULL, Other major component model # : NULL, Other major component manufacturer : NULL, Other major component model # : NULL, Battery Brand : BYD, SystemId : NULL
29-Jul-20 | HBS1726 | BYD Battery-Box Premium HVM 13.8/13.8kWh w/ Fronius Symo Hybrid 5.0-3-S inverter, SwitchDin 'smart controller' | 5000 | 13.8 | NULL | NULL | BYD | Battery-Box Premium HVM 13.8/13.8kWh | 1 | Fronius | Symo Hybrid 5.0-3-S | SwitchDin | Droplet | NULL | NULL | NULL | NULL | NULL | NULL | BYD | NULL | Date Added : 29-Jul-20, Reference # : HBS1726, HBS designation : BYD Battery-Box Premium HVM 13.8/13.8kWh w/ Fronius Symo Hybrid 5.0-3-S inverter, SwitchDin 'smart controller', Inverter Capacity (Var) : 5000, Useable capacity (kWh) : 13.8, BESS manufacturer : NULL, BESS Model # : NULL, Battery System (BS) Manufacturer : BYD, Battery System (BS) Model # : Battery-Box Premium HVM 13.8/13.8kWh, Number of BESS/BS in system : 1, Inverter manufacturer : Fronius, Inverter model # : Symo Hybrid 5.0-3-S, Smart controller/meter manufacturer : SwitchDin, Smart controller/meter model # : Droplet, Current sensor manufacturer : NULL, Current sensor model # : NULL, Other major component manufacturer : NULL, Other major component model # : NULL, Other major component manufacturer : NULL, Other major component model # : NULL, Battery Brand : BYD, SystemId : NULL
29-Jul-20 | HBS1727 | BYD Battery-Box Premium HVM 16.6/16.54kWh w/ Fronius Symo Hybrid 5.0-3-S inverter, SwitchDin 'smart controller' | 5000 | 16.6 | NULL | NULL | BYD | Battery-Box Premium HVM 16.6/16.54kWh | 1 | Fronius | Symo Hybrid 5.0-3-S | SwitchDin | Droplet | NULL | NULL | NULL | NULL | NULL | NULL | BYD | NULL | Date Added : 29-Jul-20, Reference # : HBS1727, HBS designation : BYD Battery-Box Premium HVM 16.6/16.54kWh w/ Fronius Symo Hybrid 5.0-3-S inverter, SwitchDin 'smart controller', Inverter Capacity (Var) : 5000, Useable capacity (kWh) : 16.6, BESS manufacturer : NULL, BESS Model # : NULL, Battery System (BS) Manufacturer : BYD, Battery System (BS) Model # : Battery-Box Premium HVM 16.6/16.54kWh, Number of BESS/BS in system : 1, Inverter manufacturer : Fronius, Inverter model # : Symo Hybrid 5.0-3-S, Smart controller/meter manufacturer : SwitchDin, Smart controller/meter model # : Droplet, Current sensor manufacturer : NULL, Current sensor model # : NULL, Other major component manufacturer : NULL, Other major component model # : NULL, Other major component manufacturer : NULL, Other major component model # : NULL, Battery Brand : BYD, SystemId : NULL
29-Jul-20 | HBS1728 | BYD Battery-Box Premium HVM 19.3/19.32kWh w/ Fronius Symo Hybrid 5.0-3-S inverter, SwitchDin 'smart controller' | 5000 | 19.3 | NULL | NULL | BYD | Battery-Box Premium HVM 19.3/19.32kWh | 1 | Fronius | Symo Hybrid 5.0-3-S | SwitchDin | Droplet | NULL | NULL | NULL | NULL | NULL | NULL | BYD | NULL | Date Added : 29-Jul-20, Reference # : HBS1728, HBS designation : BYD Battery-Box Premium HVM 19.3/19.32kWh w/ Fronius Symo Hybrid 5.0-3-S inverter, SwitchDin 'smart controller', Inverter Capacity (Var) : 5000, Useable capacity (kWh) : 19.3, BESS manufacturer : NULL, BESS Model # : NULL, Battery System (BS) Manufacturer : BYD, Battery System (BS) Model # : Battery-Box Premium HVM 19.3/19.32kWh, Number of BESS/BS in system : 1, Inverter manufacturer : Fronius, Inverter model # : Symo Hybrid 5.0-3-S, Smart controller/meter manufacturer : SwitchDin, Smart controller/meter model # : Droplet, Current sensor manufacturer : NULL, Current sensor model # : NULL, Other major component manufacturer : NULL, Other major component model # : NULL, Other major component manufacturer : NULL, Other major component model # : NULL, Battery Brand : BYD, SystemId : NULL
29-Jul-20 | HBS1729 | BYD Battery-Box Premium HVM 22.1/22.08kWh w/ Fronius Symo Hybrid 5.0-3-S inverter, SwitchDin 'smart controller' | 5000 | 22.1 | NULL | NULL | BYD | Battery-Box Premium HVM 22.1/22.08kWh | 1 | Fronius | Symo Hybrid 5.0-3-S | SwitchDin | Droplet | NULL | NULL | NULL | NULL | NULL | NULL | BYD | NULL | Date Added : 29-Jul-20, Reference # : HBS1729, HBS designation : BYD Battery-Box Premium HVM 22.1/22.08kWh w/ Fronius Symo Hybrid 5.0-3-S inverter, SwitchDin 'smart controller', Inverter Capacity (Var) : 5000, Useable capacity (kWh) : 22.1, BESS manufacturer : NULL, BESS Model # : NULL, Battery System (BS) Manufacturer : BYD, Battery System (BS) Model # : Battery-Box Premium HVM 22.1/22.08kWh, Number of BESS/BS in system : 1, Inverter manufacturer : Fronius, Inverter model # : Symo Hybrid 5.0-3-S, Smart controller/meter manufacturer : SwitchDin, Smart controller/meter model # : Droplet, Current sensor manufacturer : NULL, Current sensor model # : NULL, Other major component manufacturer : NULL, Other major component model # : NULL, Other major component manufacturer : NULL, Other major component model # : NULL, Battery Brand : BYD, SystemId : NULL
26-Aug-20 | HBS1730 | LGChem RESU3.3 w/ Sungrow SH5K-30 inverter | 4990 | 2.9 | NULL | NULL | LGChem | RESU3.3 | 1 | Sungrow | SH5K-30 | NULL | NULL | NULL | NULL | NULL | NULL | NULL | NULL | LGChem | 614 | Date Added : 26-Aug-20, Reference # : HBS1730, HBS designation : LGChem RESU3.3 w/ Sungrow SH5K-30 inverter, Inverter Capacity (Var) : 4990, Useable capacity (kWh) : 2.9, BESS manufacturer : NULL, BESS Model # : NULL, Battery System (BS) Manufacturer : LGChem, Battery System (BS) Model # : RESU3.3, Number of BESS/BS in system : 1, Inverter manufacturer : Sungrow, Inverter model # : SH5K-30, Smart controller/meter manufacturer : NULL, Smart controller/meter model # : NULL, Current sensor manufacturer : NULL, Current sensor model # : NULL, Other major component manufacturer : NULL, Other major component model # : NULL, Other major component manufacturer : NULL, Other major component model # : NULL, Battery Brand : LGChem, SystemId : 614
26-Aug-20 | HBS1731 | LGChem RESU6.5 w/ Sungrow SH5K-30 inverter | 4990 | 5.9 | NULL | NULL | LGChem | RESU6.5 | 1 | Sungrow | SH5K-30 | NULL | NULL | NULL | NULL | NULL | NULL | NULL | NULL | LGChem | 615 | Date Added : 26-Aug-20, Reference # : HBS1731, HBS designation : LGChem RESU6.5 w/ Sungrow SH5K-30 inverter, Inverter Capacity (Var) : 4990, Useable capacity (kWh) : 5.9, BESS manufacturer : NULL, BESS Model # : NULL, Battery System (BS) Manufacturer : LGChem, Battery System (BS) Model # : RESU6.5, Number of BESS/BS in system : 1, Inverter manufacturer : Sungrow, Inverter model # : SH5K-30, Smart controller/meter manufacturer : NULL, Smart controller/meter model # : NULL, Current sensor manufacturer : NULL, Current sensor model # : NULL, Other major component manufacturer : NULL, Other major component model # : NULL, Other major component manufacturer : NULL, Other major component model # : NULL, Battery Brand : LGChem, SystemId : 615
26-Aug-20 | HBS1732 | LGChem RESU10 w/ Sungrow SH5K-30 inverter | 4990 | 8.8 | NULL | NULL | LGChem | RESU10 | 1 | Sungrow | SH5K-30 | NULL | NULL | NULL | NULL | NULL | NULL | NULL | NULL | LGChem | 616 | Date Added : 26-Aug-20, Reference # : HBS1732, HBS designation : LGChem RESU10 w/ Sungrow SH5K-30 inverter, Inverter Capacity (Var) : 4990, Useable capacity (kWh) : 8.8, BESS manufacturer : NULL, BESS Model # : NULL, Battery System (BS) Manufacturer : LGChem, Battery System (BS) Model # : RESU10, Number of BESS/BS in system : 1, Inverter manufacturer : Sungrow, Inverter model # : SH5K-30, Smart controller/meter manufacturer : NULL, Smart controller/meter model # : NULL, Current sensor manufacturer : NULL, Current sensor model # : NULL, Other major component manufacturer : NULL, Other major component model # : NULL, Other major component manufacturer : NULL, Other major component model # : NULL, Battery Brand : LGChem, SystemId : 616
26-Aug-20 | HBS1733 | LGChem RESU6.5 (2 off) w/ Sungrow SH5K-30 inverter | 4990 | 11.8 | NULL | NULL | LGChem | RESU6.5 | 2 | Sungrow | SH5K-30 | NULL | NULL | NULL | NULL | NULL | NULL | NULL | NULL | LGChem | 617 | Date Added : 26-Aug-20, Reference # : HBS1733, HBS designation : LGChem RESU6.5 (2 off) w/ Sungrow SH5K-30 inverter, Inverter Capacity (Var) : 4990, Useable capacity (kWh) : 11.8, BESS manufacturer : NULL, BESS Model # : NULL, Battery System (BS) Manufacturer : LGChem, Battery System (BS) Model # : RESU6.5, Number of BESS/BS in system : 2, Inverter manufacturer : Sungrow, Inverter model # : SH5K-30, Smart controller/meter manufacturer : NULL, Smart controller/meter model # : NULL, Current sensor manufacturer : NULL, Current sensor model # : NULL, Other major component manufacturer : NULL, Other major component model # : NULL, Other major component manufacturer : NULL, Other major component model # : NULL, Battery Brand : LGChem, SystemId : 617
26-Aug-20 | HBS1734 | LGChem RESU6.5, RESU10 w/ Sungrow SH5K-30 inverter | 4990 | 14.7 | NULL | NULL | LGChem | RESU6.5, RESU10 | 2 | Sungrow | SH5K-30 | NULL | NULL | NULL | NULL | NULL | NULL | NULL | NULL | LGChem | 618 | Date Added : 26-Aug-20, Reference # : HBS1734, HBS designation : LGChem RESU6.5, RESU10 w/ Sungrow SH5K-30 inverter, Inverter Capacity (Var) : 4990, Useable capacity (kWh) : 14.7, BESS manufacturer : NULL, BESS Model # : NULL, Battery System (BS) Manufacturer : LGChem, Battery System (BS) Model # : RESU6.5, RESU10, Number of BESS/BS in system : 2, Inverter manufacturer : Sungrow, Inverter model # : SH5K-30, Smart controller/meter manufacturer : NULL, Smart controller/meter model # : NULL, Current sensor manufacturer : NULL, Current sensor model # : NULL, Other major component manufacturer : NULL, Other major component model # : NULL, Other major component manufacturer : NULL, Other major component model # : NULL, Battery Brand : LGChem, SystemId : 618
26-Aug-20 | HBS1735 | LGChem RESU10 (2 off) w/ Sungrow SH5K-30 inverter | 4990 | 17.6 | NULL | NULL | LGChem | RESU10 | 2 | Sungrow | SH5K-30 | NULL | NULL | NULL | NULL | NULL | NULL | NULL | NULL | LGChem | 619 | Date Added : 26-Aug-20, Reference # : HBS1735, HBS designation : LGChem RESU10 (2 off) w/ Sungrow SH5K-30 inverter, Inverter Capacity (Var) : 4990, Useable capacity (kWh) : 17.6, BESS manufacturer : NULL, BESS Model # : NULL, Battery System (BS) Manufacturer : LGChem, Battery System (BS) Model # : RESU10, Number of BESS/BS in system : 2, Inverter manufacturer : Sungrow, Inverter model # : SH5K-30, Smart controller/meter manufacturer : NULL, Smart controller/meter model # : NULL, Current sensor manufacturer : NULL, Current sensor model # : NULL, Other major component manufacturer : NULL, Other major component model # : NULL, Other major component manufacturer : NULL, Other major component model # : NULL, Battery Brand : LGChem, SystemId : 619
26-Aug-20 | HBS1736 | Sungrow SBP4K8 w/ Sungrow SH5K-30 inverter | 4990 | 4.6 | NULL | NULL | Sungrow | SBP4K8 | 1 | Sungrow | SH5K-30 | NULL | NULL | NULL | NULL | NULL | NULL | NULL | NULL | Sungrow | 620 | Date Added : 26-Aug-20, Reference # : HBS1736, HBS designation : Sungrow SBP4K8 w/ Sungrow SH5K-30 inverter, Inverter Capacity (Var) : 4990, Useable capacity (kWh) : 4.6, BESS manufacturer : NULL, BESS Model # : NULL, Battery System (BS) Manufacturer : Sungrow, Battery System (BS) Model # : SBP4K8, Number of BESS/BS in system : 1, Inverter manufacturer : Sungrow, Inverter model # : SH5K-30, Smart controller/meter manufacturer : NULL, Smart controller/meter model # : NULL, Current sensor manufacturer : NULL, Current sensor model # : NULL, Other major component manufacturer : NULL, Other major component model # : NULL, Other major component manufacturer : NULL, Other major component model # : NULL, Battery Brand : Sungrow, SystemId : 620
26-Aug-20 | HBS1737 | Sungrow SBP4K8 w/ Sungrow SH5K-30 inverter | 4990 | 9.2 | NULL | NULL | Sungrow | SBP4K8 | 2 | Sungrow | SH5K-30 | NULL | NULL | NULL | NULL | NULL | NULL | NULL | NULL | Sungrow | 621 | Date Added : 26-Aug-20, Reference # : HBS1737, HBS designation : Sungrow SBP4K8 w/ Sungrow SH5K-30 inverter, Inverter Capacity (Var) : 4990, Useable capacity (kWh) : 9.2, BESS manufacturer : NULL, BESS Model # : NULL, Battery System (BS) Manufacturer : Sungrow, Battery System (BS) Model # : SBP4K8, Number of BESS/BS in system : 2, Inverter manufacturer : Sungrow, Inverter model # : SH5K-30, Smart controller/meter manufacturer : NULL, Smart controller/meter model # : NULL, Current sensor manufacturer : NULL, Current sensor model # : NULL, Other major component manufacturer : NULL, Other major component model # : NULL, Other major component manufacturer : NULL, Other major component model # : NULL, Battery Brand : Sungrow, SystemId : 621
26-Aug-20 | HBS1738 | Sungrow SBP4K8 w/ Sungrow SH5K-30 inverter | 4990 | 13.8 | NULL | NULL | Sungrow | SBP4K8 | 3 | Sungrow | SH5K-30 | NULL | NULL | NULL | NULL | NULL | NULL | NULL | NULL | Sungrow | 622 | Date Added : 26-Aug-20, Reference # : HBS1738, HBS designation : Sungrow SBP4K8 w/ Sungrow SH5K-30 inverter, Inverter Capacity (Var) : 4990, Useable capacity (kWh) : 13.8, BESS manufacturer : NULL, BESS Model # : NULL, Battery System (BS) Manufacturer : Sungrow, Battery System (BS) Model # : SBP4K8, Number of BESS/BS in system : 3, Inverter manufacturer : Sungrow, Inverter model # : SH5K-30, Smart controller/meter manufacturer : NULL, Smart controller/meter model # : NULL, Current sensor manufacturer : NULL, Current sensor model # : NULL, Other major component manufacturer : NULL, Other major component model # : NULL, Other major component manufacturer : NULL, Other major component model # : NULL, Battery Brand : Sungrow, SystemId : 622
26-Aug-20 | HBS1739 | LGChem RESU10H w/ Sungrow SH5.0RT inverter | 5000 | 9.3 | NULL | NULL | LGChem | RESU10H | 1 | Sungrow | SH5.0RT | NULL | NULL | NULL | NULL | NULL | NULL | NULL | NULL | LGChem | 623 | Date Added : 26-Aug-20, Reference # : HBS1739, HBS designation : LGChem RESU10H w/ Sungrow SH5.0RT inverter, Inverter Capacity (Var) : 5000, Useable capacity (kWh) : 9.3, BESS manufacturer : NULL, BESS Model # : NULL, Battery System (BS) Manufacturer : LGChem, Battery System (BS) Model # : RESU10H, Number of BESS/BS in system : 1, Inverter manufacturer : Sungrow, Inverter model # : SH5.0RT, Smart controller/meter manufacturer : NULL, Smart controller/meter model # : NULL, Current sensor manufacturer : NULL, Current sensor model # : NULL, Other major component manufacturer : NULL, Other major component model # : NULL, Other major component manufacturer : NULL, Other major component model # : NULL, Battery Brand : LGChem, SystemId : 623
26-Aug-20 | HBS1744 | BYD Battery-Box Premium HVM 11.0/11.04kWh w/ Sungrow SH5.0RT inverter | 5000 | 11.04 | NULL | NULL | BYD | Battery-Box Premium HVM 11.0/11.04kWh | 1 | Sungrow | SH5.0RT | NULL | NULL | NULL | NULL | NULL | NULL | NULL | NULL | BYD | 624 | Date Added : 26-Aug-20, Reference # : HBS1744, HBS designation : BYD Battery-Box Premium HVM 11.0/11.04kWh w/ Sungrow SH5.0RT inverter, Inverter Capacity (Var) : 5000, Useable capacity (kWh) : 11.04, BESS manufacturer : NULL, BESS Model # : NULL, Battery System (BS) Manufacturer : BYD, Battery System (BS) Model # : Battery-Box Premium HVM 11.0/11.04kWh, Number of BESS/BS in system : 1, Inverter manufacturer : Sungrow, Inverter model # : SH5.0RT, Smart controller/meter manufacturer : NULL, Smart controller/meter model # : NULL, Current sensor manufacturer : NULL, Current sensor model # : NULL, Other major component manufacturer : NULL, Other major component model # : NULL, Other major component manufacturer : NULL, Other major component model # : NULL, Battery Brand : BYD, SystemId : 624
26-Aug-20 | HBS1745 | BYD Battery-Box Premium HVM 13.8/13.8kWh w/ Sungrow SH5.0RT inverter | 5000 | 13.8 | NULL | NULL | BYD | Battery-Box Premium HVM 13.8/13.8kWh | 1 | Sungrow | SH5.0RT | NULL | NULL | NULL | NULL | NULL | NULL | NULL | NULL | BYD | 625 | Date Added : 26-Aug-20, Reference # : HBS1745, HBS designation : BYD Battery-Box Premium HVM 13.8/13.8kWh w/ Sungrow SH5.0RT inverter, Inverter Capacity (Var) : 5000, Useable capacity (kWh) : 13.8, BESS manufacturer : NULL, BESS Model # : NULL, Battery System (BS) Manufacturer : BYD, Battery System (BS) Model # : Battery-Box Premium HVM 13.8/13.8kWh, Number of BESS/BS in system : 1, Inverter manufacturer : Sungrow, Inverter model # : SH5.0RT, Smart controller/meter manufacturer : NULL, Smart controller/meter model # : NULL, Current sensor manufacturer : NULL, Current sensor model # : NULL, Other major component manufacturer : NULL, Other major component model # : NULL, Other major component manufacturer : NULL, Other major component model # : NULL, Battery Brand : BYD, SystemId : 625
26-Aug-20 | HBS1746 | BYD Battery-Box Premium HVM 16.6/16.54kWh w/ Sungrow SH5.0RT inverter | 5000 | 16.56 | NULL | NULL | BYD | Battery-Box Premium HVM 16.6/16.54kWh | 1 | Sungrow | SH5.0RT | NULL | NULL | NULL | NULL | NULL | NULL | NULL | NULL | BYD | 626 | Date Added : 26-Aug-20, Reference # : HBS1746, HBS designation : BYD Battery-Box Premium HVM 16.6/16.54kWh w/ Sungrow SH5.0RT inverter, Inverter Capacity (Var) : 5000, Useable capacity (kWh) : 16.56, BESS manufacturer : NULL, BESS Model # : NULL, Battery System (BS) Manufacturer : BYD, Battery System (BS) Model # : Battery-Box Premium HVM 16.6/16.54kWh, Number of BESS/BS in system : 1, Inverter manufacturer : Sungrow, Inverter model # : SH5.0RT, Smart controller/meter manufacturer : NULL, Smart controller/meter model # : NULL, Current sensor manufacturer : NULL, Current sensor model # : NULL, Other major component manufacturer : NULL, Other major component model # : NULL, Other major component manufacturer : NULL, Other major component model # : NULL, Battery Brand : BYD, SystemId : 626
26-Aug-20 | HBS1747 | BYD Battery-Box Premium HVM 19.3/19.32kWh w/ Sungrow SH5.0RT inverter | 5000 | 19.32 | NULL | NULL | BYD | Battery-Box Premium HVM 19.3/19.32kWh | 1 | Sungrow | SH5.0RT | NULL | NULL | NULL | NULL | NULL | NULL | NULL | NULL | BYD | 627 | Date Added : 26-Aug-20, Reference # : HBS1747, HBS designation : BYD Battery-Box Premium HVM 19.3/19.32kWh w/ Sungrow SH5.0RT inverter, Inverter Capacity (Var) : 5000, Useable capacity (kWh) : 19.32, BESS manufacturer : NULL, BESS Model # : NULL, Battery System (BS) Manufacturer : BYD, Battery System (BS) Model # : Battery-Box Premium HVM 19.3/19.32kWh, Number of BESS/BS in system : 1, Inverter manufacturer : Sungrow, Inverter model # : SH5.0RT, Smart controller/meter manufacturer : NULL, Smart controller/meter model # : NULL, Current sensor manufacturer : NULL, Current sensor model # : NULL, Other major component manufacturer : NULL, Other major component model # : NULL, Other major component manufacturer : NULL, Other major component model # : NULL, Battery Brand : BYD, SystemId : 627
26-Aug-20 | HBS1748 | BYD Battery-Box Premium HVM 22.1/22.08kWh w/ Sungrow SH5.0RT inverter | 5000 | 22.08 | NULL | NULL | BYD | Battery-Box Premium HVM 22.1/22.08kWh | 1 | Sungrow | SH5.0RT | NULL | NULL | NULL | NULL | NULL | NULL | NULL | NULL | BYD | 628 | Date Added : 26-Aug-20, Reference # : HBS1748, HBS designation : BYD Battery-Box Premium HVM 22.1/22.08kWh w/ Sungrow SH5.0RT inverter, Inverter Capacity (Var) : 5000, Useable capacity (kWh) : 22.08, BESS manufacturer : NULL, BESS Model # : NULL, Battery System (BS) Manufacturer : BYD, Battery System (BS) Model # : Battery-Box Premium HVM 22.1/22.08kWh, Number of BESS/BS in system : 1, Inverter manufacturer : Sungrow, Inverter model # : SH5.0RT, Smart controller/meter manufacturer : NULL, Smart controller/meter model # : NULL, Current sensor manufacturer : NULL, Current sensor model # : NULL, Other major component manufacturer : NULL, Other major component model # : NULL, Other major component manufacturer : NULL, Other major component model # : NULL, Battery Brand : BYD, SystemId : 628
26-Aug-20 | HBS1753 | BYD Battery-Box Premium HVM 11.0/11.04kWh (2 off) w/ Sungrow SH5.0RT inverter | 5000 | 22.08 | NULL | NULL | BYD | Battery-Box Premium HVM 11.0/11.04kWh | 2 | Sungrow | SH5.0RT | NULL | NULL | NULL | NULL | NULL | NULL | NULL | NULL | BYD | 629 | Date Added : 26-Aug-20, Reference # : HBS1753, HBS designation : BYD Battery-Box Premium HVM 11.0/11.04kWh (2 off) w/ Sungrow SH5.0RT inverter, Inverter Capacity (Var) : 5000, Useable capacity (kWh) : 22.08, BESS manufacturer : NULL, BESS Model # : NULL, Battery System (BS) Manufacturer : BYD, Battery System (BS) Model # : Battery-Box Premium HVM 11.0/11.04kWh, Number of BESS/BS in system : 2, Inverter manufacturer : Sungrow, Inverter model # : SH5.0RT, Smart controller/meter manufacturer : NULL, Smart controller/meter model # : NULL, Current sensor manufacturer : NULL, Current sensor model # : NULL, Other major component manufacturer : NULL, Other major component model # : NULL, Other major component manufacturer : NULL, Other major component model # : NULL, Battery Brand : BYD, SystemId : 629
26-Aug-20 | HBS1754 | BYD Battery-Box Premium HVM 13.8/13.8kWh (2 off) w/ Sungrow SH5.0RT inverter | 5000 | 27.6 | NULL | NULL | BYD | Battery-Box Premium HVM 13.8/13.8kWh | 2 | Sungrow | SH5.0RT | NULL | NULL | NULL | NULL | NULL | NULL | NULL | NULL | BYD | 630 | Date Added : 26-Aug-20, Reference # : HBS1754, HBS designation : BYD Battery-Box Premium HVM 13.8/13.8kWh (2 off) w/ Sungrow SH5.0RT inverter, Inverter Capacity (Var) : 5000, Useable capacity (kWh) : 27.6, BESS manufacturer : NULL, BESS Model # : NULL, Battery System (BS) Manufacturer : BYD, Battery System (BS) Model # : Battery-Box Premium HVM 13.8/13.8kWh, Number of BESS/BS in system : 2, Inverter manufacturer : Sungrow, Inverter model # : SH5.0RT, Smart controller/meter manufacturer : NULL, Smart controller/meter model # : NULL, Current sensor manufacturer : NULL, Current sensor model # : NULL, Other major component manufacturer : NULL, Other major component model # : NULL, Other major component manufacturer : NULL, Other major component model # : NULL, Battery Brand : BYD, SystemId : 630
26-Aug-20 | HBS1755 | BYD Battery-Box Premium HVM 16.6/16.54kWh (2 off) w/ Sungrow SH5.0RT inverter | 5000 | 33.12 | NULL | NULL | BYD | Battery-Box Premium HVM 16.6/16.54kWh | 2 | Sungrow | SH5.0RT | NULL | NULL | NULL | NULL | NULL | NULL | NULL | NULL | BYD | 631 | Date Added : 26-Aug-20, Reference # : HBS1755, HBS designation : BYD Battery-Box Premium HVM 16.6/16.54kWh (2 off) w/ Sungrow SH5.0RT inverter, Inverter Capacity (Var) : 5000, Useable capacity (kWh) : 33.12, BESS manufacturer : NULL, BESS Model # : NULL, Battery System (BS) Manufacturer : BYD, Battery System (BS) Model # : Battery-Box Premium HVM 16.6/16.54kWh, Number of BESS/BS in system : 2, Inverter manufacturer : Sungrow, Inverter model # : SH5.0RT, Smart controller/meter manufacturer : NULL, Smart controller/meter model # : NULL, Current sensor manufacturer : NULL, Current sensor model # : NULL, Other major component manufacturer : NULL, Other major component model # : NULL, Other major component manufacturer : NULL, Other major component model # : NULL, Battery Brand : BYD, SystemId : 631
26-Aug-20 | HBS1756 | BYD Battery-Box Premium HVM 19.3/19.32kWh (2 off) w/ Sungrow SH5.0RT inverter | 5000 | 38.64 | NULL | NULL | BYD | Battery-Box Premium HVM 19.3/19.32kWh | 2 | Sungrow | SH5.0RT | NULL | NULL | NULL | NULL | NULL | NULL | NULL | NULL | BYD | 632 | Date Added : 26-Aug-20, Reference # : HBS1756, HBS designation : BYD Battery-Box Premium HVM 19.3/19.32kWh (2 off) w/ Sungrow SH5.0RT inverter, Inverter Capacity (Var) : 5000, Useable capacity (kWh) : 38.64, BESS manufacturer : NULL, BESS Model # : NULL, Battery System (BS) Manufacturer : BYD, Battery System (BS) Model # : Battery-Box Premium HVM 19.3/19.32kWh, Number of BESS/BS in system : 2, Inverter manufacturer : Sungrow, Inverter model # : SH5.0RT, Smart controller/meter manufacturer : NULL, Smart controller/meter model # : NULL, Current sensor manufacturer : NULL, Current sensor model # : NULL, Other major component manufacturer : NULL, Other major component model # : NULL, Other major component manufacturer : NULL, Other major component model # : NULL, Battery Brand : BYD, SystemId : 632
26-Aug-20 | HBS1757 | BYD Battery-Box Premium HVM 22.1/22.08kWh (2 off) w/ Sungrow SH5.0RT inverter | 5000 | 44.16 | NULL | NULL | BYD | Battery-Box Premium HVM 22.1/22.08kWh | 2 | Sungrow | SH5.0RT | NULL | NULL | NULL | NULL | NULL | NULL | NULL | NULL | BYD | 633 | Date Added : 26-Aug-20, Reference # : HBS1757, HBS designation : BYD Battery-Box Premium HVM 22.1/22.08kWh (2 off) w/ Sungrow SH5.0RT inverter, Inverter Capacity (Var) : 5000, Useable capacity (kWh) : 44.16, BESS manufacturer : NULL, BESS Model # : NULL, Battery System (BS) Manufacturer : BYD, Battery System (BS) Model # : Battery-Box Premium HVM 22.1/22.08kWh, Number of BESS/BS in system : 2, Inverter manufacturer : Sungrow, Inverter model # : SH5.0RT, Smart controller/meter manufacturer : NULL, Smart controller/meter model # : NULL, Current sensor manufacturer : NULL, Current sensor model # : NULL, Other major component manufacturer : NULL, Other major component model # : NULL, Other major component manufacturer : NULL, Other major component model # : NULL, Battery Brand : BYD, SystemId : 633
26-Aug-20 | HBS1762 | BYD Battery-Box Premium HVM 11.0/11.04kWh w/ Sungrow SH10RT inverter | 10000 | 11.04 | NULL | NULL | BYD | Battery-Box Premium HVM 11.0/11.04kWh | 1 | Sungrow | SH10RT | NULL | NULL | NULL | NULL | NULL | NULL | NULL | NULL | BYD | 634 | Date Added : 26-Aug-20, Reference # : HBS1762, HBS designation : BYD Battery-Box Premium HVM 11.0/11.04kWh w/ Sungrow SH10RT inverter, Inverter Capacity (Var) : 10000, Useable capacity (kWh) : 11.04, BESS manufacturer : NULL, BESS Model # : NULL, Battery System (BS) Manufacturer : BYD, Battery System (BS) Model # : Battery-Box Premium HVM 11.0/11.04kWh, Number of BESS/BS in system : 1, Inverter manufacturer : Sungrow, Inverter model # : SH10RT, Smart controller/meter manufacturer : NULL, Smart controller/meter model # : NULL, Current sensor manufacturer : NULL, Current sensor model # : NULL, Other major component manufacturer : NULL, Other major component model # : NULL, Other major component manufacturer : NULL, Other major component model # : NULL, Battery Brand : BYD, SystemId : 634
26-Aug-20 | HBS1763 | BYD Battery-Box Premium HVM 13.8/13.8kWh w/ Sungrow SH10RT inverter | 10000 | 13.8 | NULL | NULL | BYD | Battery-Box Premium HVM 13.8/13.8kWh | 1 | Sungrow | SH10RT | NULL | NULL | NULL | NULL | NULL | NULL | NULL | NULL | BYD | 635 | Date Added : 26-Aug-20, Reference # : HBS1763, HBS designation : BYD Battery-Box Premium HVM 13.8/13.8kWh w/ Sungrow SH10RT inverter, Inverter Capacity (Var) : 10000, Useable capacity (kWh) : 13.8, BESS manufacturer : NULL, BESS Model # : NULL, Battery System (BS) Manufacturer : BYD, Battery System (BS) Model # : Battery-Box Premium HVM 13.8/13.8kWh, Number of BESS/BS in system : 1, Inverter manufacturer : Sungrow, Inverter model # : SH10RT, Smart controller/meter manufacturer : NULL, Smart controller/meter model # : NULL, Current sensor manufacturer : NULL, Current sensor model # : NULL, Other major component manufacturer : NULL, Other major component model # : NULL, Other major component manufacturer : NULL, Other major component model # : NULL, Battery Brand : BYD, SystemId : 635
26-Aug-20 | HBS1764 | BYD Battery-Box Premium HVM 16.6/16.54kWh w/ Sungrow SH10RT inverter | 10000 | 16.56 | NULL | NULL | BYD | Battery-Box Premium HVM 16.6/16.54kWh | 1 | Sungrow | SH10RT | NULL | NULL | NULL | NULL | NULL | NULL | NULL | NULL | BYD | 636 | Date Added : 26-Aug-20, Reference # : HBS1764, HBS designation : BYD Battery-Box Premium HVM 16.6/16.54kWh w/ Sungrow SH10RT inverter, Inverter Capacity (Var) : 10000, Useable capacity (kWh) : 16.56, BESS manufacturer : NULL, BESS Model # : NULL, Battery System (BS) Manufacturer : BYD, Battery System (BS) Model # : Battery-Box Premium HVM 16.6/16.54kWh, Number of BESS/BS in system : 1, Inverter manufacturer : Sungrow, Inverter model # : SH10RT, Smart controller/meter manufacturer : NULL, Smart controller/meter model # : NULL, Current sensor manufacturer : NULL, Current sensor model # : NULL, Other major component manufacturer : NULL, Other major component model # : NULL, Other major component manufacturer : NULL, Other major component model # : NULL, Battery Brand : BYD, SystemId : 636
26-Aug-20 | HBS1765 | BYD Battery-Box Premium HVM 19.3/19.32kWh w/ Sungrow SH10RT inverter | 10000 | 19.32 | NULL | NULL | BYD | Battery-Box Premium HVM 19.3/19.32kWh | 1 | Sungrow | SH10RT | NULL | NULL | NULL | NULL | NULL | NULL | NULL | NULL | BYD | 637 | Date Added : 26-Aug-20, Reference # : HBS1765, HBS designation : BYD Battery-Box Premium HVM 19.3/19.32kWh w/ Sungrow SH10RT inverter, Inverter Capacity (Var) : 10000, Useable capacity (kWh) : 19.32, BESS manufacturer : NULL, BESS Model # : NULL, Battery System (BS) Manufacturer : BYD, Battery System (BS) Model # : Battery-Box Premium HVM 19.3/19.32kWh, Number of BESS/BS in system : 1, Inverter manufacturer : Sungrow, Inverter model # : SH10RT, Smart controller/meter manufacturer : NULL, Smart controller/meter model # : NULL, Current sensor manufacturer : NULL, Current sensor model # : NULL, Other major component manufacturer : NULL, Other major component model # : NULL, Other major component manufacturer : NULL, Other major component model # : NULL, Battery Brand : BYD, SystemId : 637
26-Aug-20 | HBS1766 | BYD Battery-Box Premium HVM 22.1/22.08kWh w/ Sungrow SH10RT inverter | 10000 | 22.08 | NULL | NULL | BYD | Battery-Box Premium HVM 22.1/22.08kWh | 1 | Sungrow | SH10RT | NULL | NULL | NULL | NULL | NULL | NULL | NULL | NULL | BYD | 638 | Date Added : 26-Aug-20, Reference # : HBS1766, HBS designation : BYD Battery-Box Premium HVM 22.1/22.08kWh w/ Sungrow SH10RT inverter, Inverter Capacity (Var) : 10000, Useable capacity (kWh) : 22.08, BESS manufacturer : NULL, BESS Model # : NULL, Battery System (BS) Manufacturer : BYD, Battery System (BS) Model # : Battery-Box Premium HVM 22.1/22.08kWh, Number of BESS/BS in system : 1, Inverter manufacturer : Sungrow, Inverter model # : SH10RT, Smart controller/meter manufacturer : NULL, Smart controller/meter model # : NULL, Current sensor manufacturer : NULL, Current sensor model # : NULL, Other major component manufacturer : NULL, Other major component model # : NULL, Other major component manufacturer : NULL, Other major component model # : NULL, Battery Brand : BYD, SystemId : 638
26-Aug-20 | HBS1771 | BYD Battery-Box Premium HVM 11.0/11.04kWh (2 off) w/ Sungrow SH10RT inverter | 10000 | 22.08 | NULL | NULL | BYD | Battery-Box Premium HVM 11.0/11.04kWh | 2 | Sungrow | SH10RT | NULL | NULL | NULL | NULL | NULL | NULL | NULL | NULL | BYD | 639 | Date Added : 26-Aug-20, Reference # : HBS1771, HBS designation : BYD Battery-Box Premium HVM 11.0/11.04kWh (2 off) w/ Sungrow SH10RT inverter, Inverter Capacity (Var) : 10000, Useable capacity (kWh) : 22.08, BESS manufacturer : NULL, BESS Model # : NULL, Battery System (BS) Manufacturer : BYD, Battery System (BS) Model # : Battery-Box Premium HVM 11.0/11.04kWh, Number of BESS/BS in system : 2, Inverter manufacturer : Sungrow, Inverter model # : SH10RT, Smart controller/meter manufacturer : NULL, Smart controller/meter model # : NULL, Current sensor manufacturer : NULL, Current sensor model # : NULL, Other major component manufacturer : NULL, Other major component model # : NULL, Other major component manufacturer : NULL, Other major component model # : NULL, Battery Brand : BYD, SystemId : 639
26-Aug-20 | HBS1772 | BYD Battery-Box Premium HVM 13.8/13.8kWh (2 off) w/ Sungrow SH10RT inverter | 10000 | 27.6 | NULL | NULL | BYD | Battery-Box Premium HVM 13.8/13.8kWh | 2 | Sungrow | SH10RT | NULL | NULL | NULL | NULL | NULL | NULL | NULL | NULL | BYD | 640 | Date Added : 26-Aug-20, Reference # : HBS1772, HBS designation : BYD Battery-Box Premium HVM 13.8/13.8kWh (2 off) w/ Sungrow SH10RT inverter, Inverter Capacity (Var) : 10000, Useable capacity (kWh) : 27.6, BESS manufacturer : NULL, BESS Model # : NULL, Battery System (BS) Manufacturer : BYD, Battery System (BS) Model # : Battery-Box Premium HVM 13.8/13.8kWh, Number of BESS/BS in system : 2, Inverter manufacturer : Sungrow, Inverter model # : SH10RT, Smart controller/meter manufacturer : NULL, Smart controller/meter model # : NULL, Current sensor manufacturer : NULL, Current sensor model # : NULL, Other major component manufacturer : NULL, Other major component model # : NULL, Other major component manufacturer : NULL, Other major component model # : NULL, Battery Brand : BYD, SystemId : 640
26-Aug-20 | HBS1773 | BYD Battery-Box Premium HVM 16.6/16.54kWh (2 off) w/ Sungrow SH10RT inverter | 10000 | 33.12 | NULL | NULL | BYD | Battery-Box Premium HVM 16.6/16.54kWh | 2 | Sungrow | SH10RT | NULL | NULL | NULL | NULL | NULL | NULL | NULL | NULL | BYD | 641 | Date Added : 26-Aug-20, Reference # : HBS1773, HBS designation : BYD Battery-Box Premium HVM 16.6/16.54kWh (2 off) w/ Sungrow SH10RT inverter, Inverter Capacity (Var) : 10000, Useable capacity (kWh) : 33.12, BESS manufacturer : NULL, BESS Model # : NULL, Battery System (BS) Manufacturer : BYD, Battery System (BS) Model # : Battery-Box Premium HVM 16.6/16.54kWh, Number of BESS/BS in system : 2, Inverter manufacturer : Sungrow, Inverter model # : SH10RT, Smart controller/meter manufacturer : NULL, Smart controller/meter model # : NULL, Current sensor manufacturer : NULL, Current sensor model # : NULL, Other major component manufacturer : NULL, Other major component model # : NULL, Other major component manufacturer : NULL, Other major component model # : NULL, Battery Brand : BYD, SystemId : 641
26-Aug-20 | HBS1774 | BYD Battery-Box Premium HVM 19.3/19.32kWh (2 off) w/ Sungrow SH10RT inverter | 10000 | 38.64 | NULL | NULL | BYD | Battery-Box Premium HVM 19.3/19.32kWh | 2 | Sungrow | SH10RT | NULL | NULL | NULL | NULL | NULL | NULL | NULL | NULL | BYD | 642 | Date Added : 26-Aug-20, Reference # : HBS1774, HBS designation : BYD Battery-Box Premium HVM 19.3/19.32kWh (2 off) w/ Sungrow SH10RT inverter, Inverter Capacity (Var) : 10000, Useable capacity (kWh) : 38.64, BESS manufacturer : NULL, BESS Model # : NULL, Battery System (BS) Manufacturer : BYD, Battery System (BS) Model # : Battery-Box Premium HVM 19.3/19.32kWh, Number of BESS/BS in system : 2, Inverter manufacturer : Sungrow, Inverter model # : SH10RT, Smart controller/meter manufacturer : NULL, Smart controller/meter model # : NULL, Current sensor manufacturer : NULL, Current sensor model # : NULL, Other major component manufacturer : NULL, Other major component model # : NULL, Other major component manufacturer : NULL, Other major component model # : NULL, Battery Brand : BYD, SystemId : 642
26-Aug-20 | HBS1775 | BYD Battery-Box Premium HVM 22.1/22.08kWh (2 off) w/ Sungrow SH10RT inverter | 10000 | 44.16 | NULL | NULL | BYD | Battery-Box Premium HVM 22.1/22.08kWh | 2 | Sungrow | SH10RT | NULL | NULL | NULL | NULL | NULL | NULL | NULL | NULL | BYD | 643 | Date Added : 26-Aug-20, Reference # : HBS1775, HBS designation : BYD Battery-Box Premium HVM 22.1/22.08kWh (2 off) w/ Sungrow SH10RT inverter, Inverter Capacity (Var) : 10000, Useable capacity (kWh) : 44.16, BESS manufacturer : NULL, BESS Model # : NULL, Battery System (BS) Manufacturer : BYD, Battery System (BS) Model # : Battery-Box Premium HVM 22.1/22.08kWh, Number of BESS/BS in system : 2, Inverter manufacturer : Sungrow, Inverter model # : SH10RT, Smart controller/meter manufacturer : NULL, Smart controller/meter model # : NULL, Current sensor manufacturer : NULL, Current sensor model # : NULL, Other major component manufacturer : NULL, Other major component model # : NULL, Other major component manufacturer : NULL, Other major component model # : NULL, Battery Brand : BYD, SystemId : 643
11-Sep-20 | HBS1819 | Delta BX6.3_AC100 w/ Delta DC1-100 Data Collector | 3000 | 6.3 | Delta Electronics | BX6.3_AC100 | NULL | NULL | NULL | NULL | NULL | Delta Electronics | DC1-100 Data Collector | NULL | NULL | NULL | NULL | NULL | NULL | Delta Electronics | 644 | Date Added : 11-Sep-20, Reference # : HBS1819, HBS designation : Delta BX6.3_AC100 w/ Delta DC1-100 Data Collector, Inverter Capacity (Var) : 3000, Useable capacity (kWh) : 6.3, BESS manufacturer : Delta Electronics, BESS Model # : BX6.3_AC100, Battery System (BS) Manufacturer : NULL, Battery System (BS) Model # : NULL, Number of BESS/BS in system : NULL, Inverter manufacturer : NULL, Inverter model # : NULL, Smart controller/meter manufacturer : Delta Electronics, Smart controller/meter model # : DC1-100 Data Collector, Current sensor manufacturer : NULL, Current sensor model # : NULL, Other major component manufacturer : NULL, Other major component model # : NULL, Other major component manufacturer : NULL, Other major component model # : NULL, Battery Brand : Delta Electronics, SystemId : 644
11-Sep-20 | HBS1820 | Eveready Energy Vault AS1-3KS-5.1 | 3000 | 4.6 | Solar Bos | Energy Vault AS1-3KS-5.1 | NULL | NULL | NULL | NULL | NULL | NULL | NULL | NULL | NULL | NULL | NULL | NULL | NULL | Eveready | 645 | Date Added : 11-Sep-20, Reference # : HBS1820, HBS designation : Eveready Energy Vault AS1-3KS-5.1, Inverter Capacity (Var) : 3000, Useable capacity (kWh) : 4.6, BESS manufacturer : Solar Bos, BESS Model # : Energy Vault AS1-3KS-5.1, Battery System (BS) Manufacturer : NULL, Battery System (BS) Model # : NULL, Number of BESS/BS in system : NULL, Inverter manufacturer : NULL, Inverter model # : NULL, Smart controller/meter manufacturer : NULL, Smart controller/meter model # : NULL, Current sensor manufacturer : NULL, Current sensor model # : NULL, Other major component manufacturer : NULL, Other major component model # : NULL, Other major component manufacturer : NULL, Other major component model # : NULL, Battery Brand : Eveready, SystemId : 645
11-Sep-20 | HBS1821 | Eveready Energy Vault AS1-3KS-10.2 | 3000 | 9.2 | Solar Bos | Energy Vault AS1-3KS-10.2 | NULL | NULL | NULL | NULL | NULL | NULL | NULL | NULL | NULL | NULL | NULL | NULL | NULL | Eveready | 646 | Date Added : 11-Sep-20, Reference # : HBS1821, HBS designation : Eveready Energy Vault AS1-3KS-10.2, Inverter Capacity (Var) : 3000, Useable capacity (kWh) : 9.2, BESS manufacturer : Solar Bos, BESS Model # : Energy Vault AS1-3KS-10.2, Battery System (BS) Manufacturer : NULL, Battery System (BS) Model # : NULL, Number of BESS/BS in system : NULL, Inverter manufacturer : NULL, Inverter model # : NULL, Smart controller/meter manufacturer : NULL, Smart controller/meter model # : NULL, Current sensor manufacturer : NULL, Current sensor model # : NULL, Other major component manufacturer : NULL, Other major component model # : NULL, Other major component manufacturer : NULL, Other major component model # : NULL, Battery Brand : Eveready, SystemId : 646
11-Sep-20 | HBS1822 | Eveready Energy Vault AS1-3KS-15.3 | 3000 | 13.8 | Solar Bos | Energy Vault AS1-3KS-15.3 | NULL | NULL | NULL | NULL | NULL | NULL | NULL | NULL | NULL | NULL | NULL | NULL | NULL | Eveready | 647 | Date Added : 11-Sep-20, Reference # : HBS1822, HBS designation : Eveready Energy Vault AS1-3KS-15.3, Inverter Capacity (Var) : 3000, Useable capacity (kWh) : 13.8, BESS manufacturer : Solar Bos, BESS Model # : Energy Vault AS1-3KS-15.3, Battery System (BS) Manufacturer : NULL, Battery System (BS) Model # : NULL, Number of BESS/BS in system : NULL, Inverter manufacturer : NULL, Inverter model # : NULL, Smart controller/meter manufacturer : NULL, Smart controller/meter model # : NULL, Current sensor manufacturer : NULL, Current sensor model # : NULL, Other major component manufacturer : NULL, Other major component model # : NULL, Other major component manufacturer : NULL, Other major component model # : NULL, Battery Brand : Eveready, SystemId : 647
11-Sep-20 | HBS1823 | Eveready Energy Vault AS1-3KS-20.4 | 3000 | 18.4 | Solar Bos | Energy Vault AS1-3KS-20.4 | NULL | NULL | NULL | NULL | NULL | NULL | NULL | NULL | NULL | NULL | NULL | NULL | NULL | Eveready | 648 | Date Added : 11-Sep-20, Reference # : HBS1823, HBS designation : Eveready Energy Vault AS1-3KS-20.4, Inverter Capacity (Var) : 3000, Useable capacity (kWh) : 18.4, BESS manufacturer : Solar Bos, BESS Model # : Energy Vault AS1-3KS-20.4, Battery System (BS) Manufacturer : NULL, Battery System (BS) Model # : NULL, Number of BESS/BS in system : NULL, Inverter manufacturer : NULL, Inverter model # : NULL, Smart controller/meter manufacturer : NULL, Smart controller/meter model # : NULL, Current sensor manufacturer : NULL, Current sensor model # : NULL, Other major component manufacturer : NULL, Other major component model # : NULL, Other major component manufacturer : NULL, Other major component model # : NULL, Battery Brand : Eveready, SystemId : 648
11-Sep-20 | HBS1824 | Alpha-ESS Storion SMILE5 13.3 (Smile5-INV + 1xSMILE-BAT-13.3P) | 4600 | 13.3 | NULL | NULL | Alpha-ESS | Smile-BAT-13.3P | 1 | Alpha-ESS | Smile5-INV | Alpha-ESS | Smart Meter | NULL | NULL | NULL | NULL | NULL | NULL | Alpha-ESS | 649 | Date Added : 11-Sep-20, Reference # : HBS1824, HBS designation : Alpha-ESS Storion SMILE5 13.3 (Smile5-INV + 1xSMILE-BAT-13.3P), Inverter Capacity (Var) : 4600, Useable capacity (kWh) : 13.3, BESS manufacturer : NULL, BESS Model # : NULL, Battery System (BS) Manufacturer : Alpha-ESS, Battery System (BS) Model # : Smile-BAT-13.3P, Number of BESS/BS in system : 1, Inverter manufacturer : Alpha-ESS, Inverter model # : Smile5-INV, Smart controller/meter manufacturer : Alpha-ESS, Smart controller/meter model # : Smart Meter, Current sensor manufacturer : NULL, Current sensor model # : NULL, Other major component manufacturer : NULL, Other major component model # : NULL, Other major component manufacturer : NULL, Other major component model # : NULL, Battery Brand : Alpha-ESS, SystemId : 649
11-Sep-20 | HBS1826 | Alpha-ESS Storion SMILE5 26.6 (Smile5-INV + 2xSMILE-BAT-13.3P) | 4600 | 26.6 | NULL | NULL | Alpha-ESS | Smile-BAT-13.3P | 2 | Alpha-ESS | Smile5-INV | Alpha-ESS | Smart Meter | NULL | NULL | NULL | NULL | NULL | NULL | Alpha-ESS | 650 | Date Added : 11-Sep-20, Reference # : HBS1826, HBS designation : Alpha-ESS Storion SMILE5 26.6 (Smile5-INV + 2xSMILE-BAT-13.3P), Inverter Capacity (Var) : 4600, Useable capacity (kWh) : 26.6, BESS manufacturer : NULL, BESS Model # : NULL, Battery System (BS) Manufacturer : Alpha-ESS, Battery System (BS) Model # : Smile-BAT-13.3P, Number of BESS/BS in system : 2, Inverter manufacturer : Alpha-ESS, Inverter model # : Smile5-INV, Smart controller/meter manufacturer : Alpha-ESS, Smart controller/meter model # : Smart Meter, Current sensor manufacturer : NULL, Current sensor model # : NULL, Other major component manufacturer : NULL, Other major component model # : NULL, Other major component manufacturer : NULL, Other major component model # : NULL, Battery Brand : Alpha-ESS, SystemId : 650
11-Sep-20 | HBS1827 | Alpha-ESS Storion SMILE5 39.9 (Smile5-INV + 3xSMILE-BAT-13.3P) | 4600 | 39.9 | NULL | NULL | Alpha-ESS | Smile-BAT-13.3P | 3 | Alpha-ESS | Smile5-INV | Alpha-ESS | Smart Meter | NULL | NULL | NULL | NULL | NULL | NULL | Alpha-ESS | 651 | Date Added : 11-Sep-20, Reference # : HBS1827, HBS designation : Alpha-ESS Storion SMILE5 39.9 (Smile5-INV + 3xSMILE-BAT-13.3P), Inverter Capacity (Var) : 4600, Useable capacity (kWh) : 39.9, BESS manufacturer : NULL, BESS Model # : NULL, Battery System (BS) Manufacturer : Alpha-ESS, Battery System (BS) Model # : Smile-BAT-13.3P, Number of BESS/BS in system : 3, Inverter manufacturer : Alpha-ESS, Inverter model # : Smile5-INV, Smart controller/meter manufacturer : Alpha-ESS, Smart controller/meter model # : Smart Meter, Current sensor manufacturer : NULL, Current sensor model # : NULL, Other major component manufacturer : NULL, Other major component model # : NULL, Other major component manufacturer : NULL, Other major component model # : NULL, Battery Brand : Alpha-ESS, SystemId : 651
11-Sep-20 | HBS1825 | GenZ GC48V-060LFP-2RU w/ Selectronic SPMC481-AU inverter, Select.live | 5000 | 7.2 | NULL | NULL | GenZ Energy | GC48V-060LFP-2RU | 3 | Selectronic | SPMC481-AU | Selectronic | Select.Live | NULL | NULL | NULL | NULL | NULL | NULL | GenZ | 652 | Date Added : 11-Sep-20, Reference # : HBS1825, HBS designation : GenZ GC48V-060LFP-2RU w/ Selectronic SPMC481-AU inverter, Select.live, Inverter Capacity (Var) : 5000, Useable capacity (kWh) : 7.2, BESS manufacturer : NULL, BESS Model # : NULL, Battery System (BS) Manufacturer : GenZ Energy, Battery System (BS) Model # : GC48V-060LFP-2RU, Number of BESS/BS in system : 3, Inverter manufacturer : Selectronic, Inverter model # : SPMC481-AU, Smart controller/meter manufacturer : Selectronic, Smart controller/meter model # : Select.Live, Current sensor manufacturer : NULL, Current sensor model # : NULL, Other major component manufacturer : NULL, Other major component model # : NULL, Other major component manufacturer : NULL, Other major component model # : NULL, Battery Brand : GenZ, SystemId : 652
09-Oct-20 | HBS1828 | Alpha-ESS Smile-B5-BP 13.3 (GW5000S-BP inverter + 1xSMILE-BAT-13.3P) | 5000 | 13.34 | NULL | NULL | Alpha-ESS | Smile-BAT-13.3P | 1 | Goodwe | GW5000S-BP | NULL | NULL | NULL | NULL | NULL | NULL | NULL | NULL | Alpha-ESS | NULL | Date Added : 09-Oct-20, Reference # : HBS1828, HBS designation : Alpha-ESS Smile-B5-BP 13.3 (GW5000S-BP inverter + 1xSMILE-BAT-13.3P), Inverter Capacity (Var) : 5000, Useable capacity (kWh) : 13.34, BESS manufacturer : NULL, BESS Model # : NULL, Battery System (BS) Manufacturer : Alpha-ESS, Battery System (BS) Model # : Smile-BAT-13.3P, Number of BESS/BS in system : 1, Inverter manufacturer : Goodwe, Inverter model # : GW5000S-BP, Smart controller/meter manufacturer : NULL, Smart controller/meter model # : NULL, Current sensor manufacturer : NULL, Current sensor model # : NULL, Other major component manufacturer : NULL, Other major component model # : NULL, Other major component manufacturer : NULL, Other major component model # : NULL, Battery Brand : Alpha-ESS, SystemId : NULL
09-Oct-20 | HBS1829 | Alpha-ESS Smile-B5-BP 26.6 (GW5000S-BP inverter + 2xSMILE-BAT-13.3P) | 5000 | 26.6 | NULL | NULL | Alpha-ESS | Smile-BAT-13.3P | 2 | Goodwe | GW5000S-BP | NULL | NULL | NULL | NULL | NULL | NULL | NULL | NULL | Alpha-ESS | NULL | Date Added : 09-Oct-20, Reference # : HBS1829, HBS designation : Alpha-ESS Smile-B5-BP 26.6 (GW5000S-BP inverter + 2xSMILE-BAT-13.3P), Inverter Capacity (Var) : 5000, Useable capacity (kWh) : 26.6, BESS manufacturer : NULL, BESS Model # : NULL, Battery System (BS) Manufacturer : Alpha-ESS, Battery System (BS) Model # : Smile-BAT-13.3P, Number of BESS/BS in system : 2, Inverter manufacturer : Goodwe, Inverter model # : GW5000S-BP, Smart controller/meter manufacturer : NULL, Smart controller/meter model # : NULL, Current sensor manufacturer : NULL, Current sensor model # : NULL, Other major component manufacturer : NULL, Other major component model # : NULL, Other major component manufacturer : NULL, Other major component model # : NULL, Battery Brand : Alpha-ESS, SystemId : NULL
09-Oct-20 | HBS1830 | Alpha-ESS Smile-B5-BP 39.9 (GW5000S-BP inverter + 3xSMILE-BAT-13.3P) | 5000 | 39.9 | NULL | NULL | Alpha-ESS | Smile-BAT-13.3P | 3 | Goodwe | GW5000S-BP | NULL | NULL | NULL | NULL | NULL | NULL | NULL | NULL | Alpha-ESS | NULL | Date Added : 09-Oct-20, Reference # : HBS1830, HBS designation : Alpha-ESS Smile-B5-BP 39.9 (GW5000S-BP inverter + 3xSMILE-BAT-13.3P), Inverter Capacity (Var) : 5000, Useable capacity (kWh) : 39.9, BESS manufacturer : NULL, BESS Model # : NULL, Battery System (BS) Manufacturer : Alpha-ESS, Battery System (BS) Model # : Smile-BAT-13.3P, Number of BESS/BS in system : 3, Inverter manufacturer : Goodwe, Inverter model # : GW5000S-BP, Smart controller/meter manufacturer : NULL, Smart controller/meter model # : NULL, Current sensor manufacturer : NULL, Current sensor model # : NULL, Other major component manufacturer : NULL, Other major component model # : NULL, Other major component manufacturer : NULL, Other major component model # : NULL, Battery Brand : Alpha-ESS, SystemId : NULL
09-Oct-20 | HBS1831 | Alpha-ESS Smile-B5-ES 13.3 (GW5048D-ES inverter + 1xSMILE-BAT-13.3P) | 4950 | 13.34 | NULL | NULL | Alpha-ESS | Smile-BAT-13.3P | 1 | Goodwe | GW5048D-ES | NULL | NULL | NULL | NULL | NULL | NULL | NULL | NULL | Alpha-ESS | NULL | Date Added : 09-Oct-20, Reference # : HBS1831, HBS designation : Alpha-ESS Smile-B5-ES 13.3 (GW5048D-ES inverter + 1xSMILE-BAT-13.3P), Inverter Capacity (Var) : 4950, Useable capacity (kWh) : 13.34, BESS manufacturer : NULL, BESS Model # : NULL, Battery System (BS) Manufacturer : Alpha-ESS, Battery System (BS) Model # : Smile-BAT-13.3P, Number of BESS/BS in system : 1, Inverter manufacturer : Goodwe, Inverter model # : GW5048D-ES, Smart controller/meter manufacturer : NULL, Smart controller/meter model # : NULL, Current sensor manufacturer : NULL, Current sensor model # : NULL, Other major component manufacturer : NULL, Other major component model # : NULL, Other major component manufacturer : NULL, Other major component model # : NULL, Battery Brand : Alpha-ESS, SystemId : NULL
09-Oct-20 | HBS1832 | Alpha-ESS Smile-B5-ES 26.6 (GW5048D-ES inverter + 2xSMILE-BAT-13.3P) | 4950 | 26.6 | NULL | NULL | Alpha-ESS | Smile-BAT-13.3P | 2 | Goodwe | GW5048D-ES | NULL | NULL | NULL | NULL | NULL | NULL | NULL | NULL | Alpha-ESS | NULL | Date Added : 09-Oct-20, Reference # : HBS1832, HBS designation : Alpha-ESS Smile-B5-ES 26.6 (GW5048D-ES inverter + 2xSMILE-BAT-13.3P), Inverter Capacity (Var) : 4950, Useable capacity (kWh) : 26.6, BESS manufacturer : NULL, BESS Model # : NULL, Battery System (BS) Manufacturer : Alpha-ESS, Battery System (BS) Model # : Smile-BAT-13.3P, Number of BESS/BS in system : 2, Inverter manufacturer : Goodwe, Inverter model # : GW5048D-ES, Smart controller/meter manufacturer : NULL, Smart controller/meter model # : NULL, Current sensor manufacturer : NULL, Current sensor model # : NULL, Other major component manufacturer : NULL, Other major component model # : NULL, Other major component manufacturer : NULL, Other major component model # : NULL, Battery Brand : Alpha-ESS, SystemId : NULL
09-Oct-20 | HBS1833 | Alpha-ESS Smile-B5-ES 39.9 (GW5048D-ES inverter + 3xSMILE-BAT-13.3P) | 4950 | 39.9 | NULL | NULL | Alpha-ESS | Smile-BAT-13.3P | 3 | Goodwe | GW5048D-ES | NULL | NULL | NULL | NULL | NULL | NULL | NULL | NULL | Alpha-ESS | NULL | Date Added : 09-Oct-20, Reference # : HBS1833, HBS designation : Alpha-ESS Smile-B5-ES 39.9 (GW5048D-ES inverter + 3xSMILE-BAT-13.3P), Inverter Capacity (Var) : 4950, Useable capacity (kWh) : 39.9, BESS manufacturer : NULL, BESS Model # : NULL, Battery System (BS) Manufacturer : Alpha-ESS, Battery System (BS) Model # : Smile-BAT-13.3P, Number of BESS/BS in system : 3, Inverter manufacturer : Goodwe, Inverter model # : GW5048D-ES, Smart controller/meter manufacturer : NULL, Smart controller/meter model # : NULL, Current sensor manufacturer : NULL, Current sensor model # : NULL, Other major component manufacturer : NULL, Other major component model # : NULL, Other major component manufacturer : NULL, Other major component model # : NULL, Battery Brand : Alpha-ESS, SystemId : NULL
09-Oct-20 | HBS1834 | Alpha-ESS Smile-B5-EM 13.3 (GW5048-EM inverter + 1xSMILE-BAT-13.3P) | 5000 | 13.34 | NULL | NULL | Alpha-ESS | Smile-BAT-13.3P | 1 | Goodwe | GW5048-EM | NULL | NULL | NULL | NULL | NULL | NULL | NULL | NULL | Alpha-ESS | NULL | Date Added : 09-Oct-20, Reference # : HBS1834, HBS designation : Alpha-ESS Smile-B5-EM 13.3 (GW5048-EM inverter + 1xSMILE-BAT-13.3P), Inverter Capacity (Var) : 5000, Useable capacity (kWh) : 13.34, BESS manufacturer : NULL, BESS Model # : NULL, Battery System (BS) Manufacturer : Alpha-ESS, Battery System (BS) Model # : Smile-BAT-13.3P, Number of BESS/BS in system : 1, Inverter manufacturer : Goodwe, Inverter model # : GW5048-EM, Smart controller/meter manufacturer : NULL, Smart controller/meter model # : NULL, Current sensor manufacturer : NULL, Current sensor model # : NULL, Other major component manufacturer : NULL, Other major component model # : NULL, Other major component manufacturer : NULL, Other major component model # : NULL, Battery Brand : Alpha-ESS, SystemId : NULL
09-Oct-20 | HBS1835 | Alpha-ESS Smile-B5-EM 26.6 (GW5048-EM inverter + 2xSMILE-BAT-13.3P) | 5000 | 26.6 | NULL | NULL | Alpha-ESS | Smile-BAT-13.3P | 2 | Goodwe | GW5048-EM | NULL | NULL | NULL | NULL | NULL | NULL | NULL | NULL | Alpha-ESS | NULL | Date Added : 09-Oct-20, Reference # : HBS1835, HBS designation : Alpha-ESS Smile-B5-EM 26.6 (GW5048-EM inverter + 2xSMILE-BAT-13.3P), Inverter Capacity (Var) : 5000, Useable capacity (kWh) : 26.6, BESS manufacturer : NULL, BESS Model # : NULL, Battery System (BS) Manufacturer : Alpha-ESS, Battery System (BS) Model # : Smile-BAT-13.3P, Number of BESS/BS in system : 2, Inverter manufacturer : Goodwe, Inverter model # : GW5048-EM, Smart controller/meter manufacturer : NULL, Smart controller/meter model # : NULL, Current sensor manufacturer : NULL, Current sensor model # : NULL, Other major component manufacturer : NULL, Other major component model # : NULL, Other major component manufacturer : NULL, Other major component model # : NULL, Battery Brand : Alpha-ESS, SystemId : NULL
09-Oct-20 | HBS1836 | Alpha-ESS Smile-B5-EM 39.9 (GW5048-EM inverter + 3xSMILE-BAT-13.3P) | 5000 | 39.9 | NULL | NULL | Alpha-ESS | Smile-BAT-13.3P | 3 | Goodwe | GW5048-EM | NULL | NULL | NULL | NULL | NULL | NULL | NULL | NULL | Alpha-ESS | NULL | Date Added : 09-Oct-20, Reference # : HBS1836, HBS designation : Alpha-ESS Smile-B5-EM 39.9 (GW5048-EM inverter + 3xSMILE-BAT-13.3P), Inverter Capacity (Var) : 5000, Useable capacity (kWh) : 39.9, BESS manufacturer : NULL, BESS Model # : NULL, Battery System (BS) Manufacturer : Alpha-ESS, Battery System (BS) Model # : Smile-BAT-13.3P, Number of BESS/BS in system : 3, Inverter manufacturer : Goodwe, Inverter model # : GW5048-EM, Smart controller/meter manufacturer : NULL, Smart controller/meter model # : NULL, Current sensor manufacturer : NULL, Current sensor model # : NULL, Other major component manufacturer : NULL, Other major component model # : NULL, Other major component manufacturer : NULL, Other major component model # : NULL, Battery Brand : Alpha-ESS, SystemId : NULL
16-Oct-20 | HBS1837 | Soluna 15K Pack HV w/ GW5KL-ET inverter | 5000 | 12 | NULL | NULL | Soluna | Soluna 15K Pack HV | 1 | Goodwe | GW5KL-ET | NULL | NULL | NULL | NULL | NULL | NULL | NULL | NULL | Soluna | NULL | Date Added : 16-Oct-20, Reference # : HBS1837, HBS designation : Soluna 15K Pack HV w/ GW5KL-ET inverter, Inverter Capacity (Var) : 5000, Useable capacity (kWh) : 12, BESS manufacturer : NULL, BESS Model # : NULL, Battery System (BS) Manufacturer : Soluna, Battery System (BS) Model # : Soluna 15K Pack HV, Number of BESS/BS in system : 1, Inverter manufacturer : Goodwe, Inverter model # : GW5KL-ET, Smart controller/meter manufacturer : NULL, Smart controller/meter model # : NULL, Current sensor manufacturer : NULL, Current sensor model # : NULL, Other major component manufacturer : NULL, Other major component model # : NULL, Other major component manufacturer : NULL, Other major component model # : NULL, Battery Brand : Soluna, SystemId : NULL
16-Oct-20 | HBS1838 | Soluna 15K Pack HV w/ GW6KL-ET inverter | 6000 | 12 | NULL | NULL | Soluna | Soluna 15K Pack HV | 1 | Goodwe | GW6KL-ET | NULL | NULL | NULL | NULL | NULL | NULL | NULL | NULL | Soluna | NULL | Date Added : 16-Oct-20, Reference # : HBS1838, HBS designation : Soluna 15K Pack HV w/ GW6KL-ET inverter, Inverter Capacity (Var) : 6000, Useable capacity (kWh) : 12, BESS manufacturer : NULL, BESS Model # : NULL, Battery System (BS) Manufacturer : Soluna, Battery System (BS) Model # : Soluna 15K Pack HV, Number of BESS/BS in system : 1, Inverter manufacturer : Goodwe, Inverter model # : GW6KL-ET, Smart controller/meter manufacturer : NULL, Smart controller/meter model # : NULL, Current sensor manufacturer : NULL, Current sensor model # : NULL, Other major component manufacturer : NULL, Other major component model # : NULL, Other major component manufacturer : NULL, Other major component model # : NULL, Battery Brand : Soluna, SystemId : NULL
16-Oct-20 | HBS1839 | Soluna 15K Pack HV w/ GW8KL-ET inverter | 8000 | 12 | NULL | NULL | Soluna | Soluna 15K Pack HV | 1 | Goodwe | GW8KL-ET | NULL | NULL | NULL | NULL | NULL | NULL | NULL | NULL | Soluna | NULL | Date Added : 16-Oct-20, Reference # : HBS1839, HBS designation : Soluna 15K Pack HV w/ GW8KL-ET inverter, Inverter Capacity (Var) : 8000, Useable capacity (kWh) : 12, BESS manufacturer : NULL, BESS Model # : NULL, Battery System (BS) Manufacturer : Soluna, Battery System (BS) Model # : Soluna 15K Pack HV, Number of BESS/BS in system : 1, Inverter manufacturer : Goodwe, Inverter model # : GW8KL-ET, Smart controller/meter manufacturer : NULL, Smart controller/meter model # : NULL, Current sensor manufacturer : NULL, Current sensor model # : NULL, Other major component manufacturer : NULL, Other major component model # : NULL, Other major component manufacturer : NULL, Other major component model # : NULL, Battery Brand : Soluna, SystemId : NULL
16-Oct-20 | HBS1840 | Soluna 15K Pack HV w/ GW10KL-ET inverter | 10000 | 12 | NULL | NULL | Soluna | Soluna 15K Pack HV | 1 | Goodwe | GW10KL-ET | NULL | NULL | NULL | NULL | NULL | NULL | NULL | NULL | Soluna | NULL | Date Added : 16-Oct-20, Reference # : HBS1840, HBS designation : Soluna 15K Pack HV w/ GW10KL-ET inverter, Inverter Capacity (Var) : 10000, Useable capacity (kWh) : 12, BESS manufacturer : NULL, BESS Model # : NULL, Battery System (BS) Manufacturer : Soluna, Battery System (BS) Model # : Soluna 15K Pack HV, Number of BESS/BS in system : 1, Inverter manufacturer : Goodwe, Inverter model # : GW10KL-ET, Smart controller/meter manufacturer : NULL, Smart controller/meter model # : NULL, Current sensor manufacturer : NULL, Current sensor model # : NULL, Other major component manufacturer : NULL, Other major component model # : NULL, Other major component manufacturer : NULL, Other major component model # : NULL, Battery Brand : Soluna, SystemId : NULL
19-Oct-20 | HBS1841 | LG Chem RESU13 w/ Sungrow SH5K-30 inverter | 4990 | 12.4 | NULL | NULL | LGChem | RESU13 | 1 | Sungrow | SH5K-30 | NULL | NULL | NULL | NULL | NULL | NULL | NULL | NULL | LGChem | NULL | Date Added : 19-Oct-20, Reference # : HBS1841, HBS designation : LG Chem RESU13 w/ Sungrow SH5K-30 inverter, Inverter Capacity (Var) : 4990, Useable capacity (kWh) : 12.4, BESS manufacturer : NULL, BESS Model # : NULL, Battery System (BS) Manufacturer : LGChem, Battery System (BS) Model # : RESU13, Number of BESS/BS in system : 1, Inverter manufacturer : Sungrow, Inverter model # : SH5K-30, Smart controller/meter manufacturer : NULL, Smart controller/meter model # : NULL, Current sensor manufacturer : NULL, Current sensor model # : NULL, Other major component manufacturer : NULL, Other major component model # : NULL, Other major component manufacturer : NULL, Other major component model # : NULL, Battery Brand : LGChem, SystemId : NULL
19-Oct-20 | HBS1842 | LG Chem RESU10H w/ Sungrow SH10RT | 10000 | 9.3 | NULL | NULL | LGChem | RESU10H | 1 | Sungrow | SH10RT | NULL | NULL | NULL | NULL | NULL | NULL | NULL | NULL | LGChem | NULL | Date Added : 19-Oct-20, Reference # : HBS1842, HBS designation : LG Chem RESU10H w/ Sungrow SH10RT, Inverter Capacity (Var) : 10000, Useable capacity (kWh) : 9.3, BESS manufacturer : NULL, BESS Model # : NULL, Battery System (BS) Manufacturer : LGChem, Battery System (BS) Model # : RESU10H, Number of BESS/BS in system : 1, Inverter manufacturer : Sungrow, Inverter model # : SH10RT, Smart controller/meter manufacturer : NULL, Smart controller/meter model # : NULL, Current sensor manufacturer : NULL, Current sensor model # : NULL, Other major component manufacturer : NULL, Other major component model # : NULL, Other major component manufacturer : NULL, Other major component model # : NULL, Battery Brand : LGChem, SystemId : NULL
02-Nov-20 | HBS1776 | Pylontech US2000 (2 off) w/ Growatt SPH5000 inverter, Shinelink, Eastron SDM-230 meter | 4999 | 4.4 | NULL | NULL | Pylontech | US2000 | 2 | Shenzhen Growatt New Energy Technology Co Ltd | Growatt SPH5000 inverter | Eastron | SDM-230 | LEM | TOP 90-S10/SP4 | Growatt | Battery box | Growatt | Shinelink | Pylontech | NULL | Date Added : 02-Nov-20, Reference # : HBS1776, HBS designation : Pylontech US2000 (2 off) w/ Growatt SPH5000 inverter, Shinelink, Eastron SDM-230 meter, Inverter Capacity (Var) : 4999, Useable capacity (kWh) : 4.4, BESS manufacturer : NULL, BESS Model # : NULL, Battery System (BS) Manufacturer : Pylontech, Battery System (BS) Model # : US2000, Number of BESS/BS in system : 2, Inverter manufacturer : Shenzhen Growatt New Energy Technology Co Ltd, Inverter model # : Growatt SPH5000 inverter, Smart controller/meter manufacturer : Eastron, Smart controller/meter model # : SDM-230, Current sensor manufacturer : LEM, Current sensor model # : TOP 90-S10/SP4, Other major component manufacturer : Growatt, Other major component model # : Battery box, Other major component manufacturer : Growatt, Other major component model # : Shinelink, Battery Brand : Pylontech, SystemId : NULL
02-Nov-20 | HBS1777 | Growatt GBLI 6531 (2 off) w/ Growatt SPH5000 inverter, Shinelink, Eastron SDM-230 meter | 4999 | 12 | NULL | NULL | Growatt | GBLI 6531 | 2 | Shenzhen Growatt New Energy Technology Co Ltd | Growatt SPH5000 inverter | Eastron | SDM-230 | LEM | TOP 90-S10/SP4 | NULL | NULL | Shenzhen Growatt New Energy Technology Co Ltd | Shinelink | Growatt | NULL | Date Added : 02-Nov-20, Reference # : HBS1777, HBS designation : Growatt GBLI 6531 (2 off) w/ Growatt SPH5000 inverter, Shinelink, Eastron SDM-230 meter, Inverter Capacity (Var) : 4999, Useable capacity (kWh) : 12, BESS manufacturer : NULL, BESS Model # : NULL, Battery System (BS) Manufacturer : Growatt, Battery System (BS) Model # : GBLI 6531, Number of BESS/BS in system : 2, Inverter manufacturer : Shenzhen Growatt New Energy Technology Co Ltd, Inverter model # : Growatt SPH5000 inverter, Smart controller/meter manufacturer : Eastron, Smart controller/meter model # : SDM-230, Current sensor manufacturer : LEM, Current sensor model # : TOP 90-S10/SP4, Other major component manufacturer : NULL, Other major component model # : NULL, Other major component manufacturer : Shenzhen Growatt New Energy Technology Co Ltd, Other major component model # : Shinelink, Battery Brand : Growatt, SystemId : NULL
02-Nov-20 | HBS1778 | Growatt GBLI 6531 (2 off) w/ Growatt SPA 3000TL BL inverter, Shinelink, Eastron SDM-230 meter | 3000 | 12 | NULL | NULL | Growatt | GBLI 6531 | 2 | Shenzhen Growatt New Energy Technology Co Ltd | Growatt SPA 3000TL BL inverter | Eastron | SDM-230 | LEM | TOP 90-S10/SP4 | NULL | NULL | Shenzhen Growatt New Energy Technology Co Ltd | Shinelink | Growatt | NULL | Date Added : 02-Nov-20, Reference # : HBS1778, HBS designation : Growatt GBLI 6531 (2 off) w/ Growatt SPA 3000TL BL inverter, Shinelink, Eastron SDM-230 meter, Inverter Capacity (Var) : 3000, Useable capacity (kWh) : 12, BESS manufacturer : NULL, BESS Model # : NULL, Battery System (BS) Manufacturer : Growatt, Battery System (BS) Model # : GBLI 6531, Number of BESS/BS in system : 2, Inverter manufacturer : Shenzhen Growatt New Energy Technology Co Ltd, Inverter model # : Growatt SPA 3000TL BL inverter, Smart controller/meter manufacturer : Eastron, Smart controller/meter model # : SDM-230, Current sensor manufacturer : LEM, Current sensor model # : TOP 90-S10/SP4, Other major component manufacturer : NULL, Other major component model # : NULL, Other major component manufacturer : Shenzhen Growatt New Energy Technology Co Ltd, Other major component model # : Shinelink, Battery Brand : Growatt, SystemId : NULL
02-Nov-20 | HBS1779 | Growatt GBLI 6531 (1 off) w/ Growatt SPH5000 inverter, Shinelink, Eastron SDM-230 meter | 4999 | 6 | NULL | NULL | Growatt | GBLI 6531 | 1 | Shenzhen Growatt New Energy Technology Co Ltd | Growatt SPH5000 inverter | Eastron | SDM-230 | LEM | TOP 90-S10/SP4 | NULL | NULL | Shenzhen Growatt New Energy Technology Co Ltd | Shinelink | Growatt | NULL | Date Added : 02-Nov-20, Reference # : HBS1779, HBS designation : Growatt GBLI 6531 (1 off) w/ Growatt SPH5000 inverter, Shinelink, Eastron SDM-230 meter, Inverter Capacity (Var) : 4999, Useable capacity (kWh) : 6, BESS manufacturer : NULL, BESS Model # : NULL, Battery System (BS) Manufacturer : Growatt, Battery System (BS) Model # : GBLI 6531, Number of BESS/BS in system : 1, Inverter manufacturer : Shenzhen Growatt New Energy Technology Co Ltd, Inverter model # : Growatt SPH5000 inverter, Smart controller/meter manufacturer : Eastron, Smart controller/meter model # : SDM-230, Current sensor manufacturer : LEM, Current sensor model # : TOP 90-S10/SP4, Other major component manufacturer : NULL, Other major component model # : NULL, Other major component manufacturer : Shenzhen Growatt New Energy Technology Co Ltd, Other major component model # : Shinelink, Battery Brand : Growatt, SystemId : NULL
02-Nov-20 | HBS1780 | Growatt GBLI 6531 (1 off) w/ Growatt SPA 3000TL BL inverter, Shinelink, Eastron SDM-230 meter | 3000 | 6 | NULL | NULL | Growatt | GBLI 6531 | 1 | Shenzhen Growatt New Energy Technology Co Ltd | Growatt SPA 3000TL BL inverter | Eastron | SDM-230 | LEM | TOP 90-S10/SP4 | NULL | NULL | Shenzhen Growatt New Energy Technology Co Ltd | Shinelink | Growatt | NULL | Date Added : 02-Nov-20, Reference # : HBS1780, HBS designation : Growatt GBLI 6531 (1 off) w/ Growatt SPA 3000TL BL inverter, Shinelink, Eastron SDM-230 meter, Inverter Capacity (Var) : 3000, Useable capacity (kWh) : 6, BESS manufacturer : NULL, BESS Model # : NULL, Battery System (BS) Manufacturer : Growatt, Battery System (BS) Model # : GBLI 6531, Number of BESS/BS in system : 1, Inverter manufacturer : Shenzhen Growatt New Energy Technology Co Ltd, Inverter model # : Growatt SPA 3000TL BL inverter, Smart controller/meter manufacturer : Eastron, Smart controller/meter model # : SDM-230, Current sensor manufacturer : LEM, Current sensor model # : TOP 90-S10/SP4, Other major component manufacturer : NULL, Other major component model # : NULL, Other major component manufacturer : Shenzhen Growatt New Energy Technology Co Ltd, Other major component model # : Shinelink, Battery Brand : Growatt, SystemId : NULL
02-Nov-20 | HBS1781 | Growatt GBLI 6531 (2 off) w/ Growatt SPH6000 inverter, Shinelink, Eastron SDM-230 meter | 6000 | 12 | NULL | NULL | Growatt | GBLI 6531 | 2 | Shenzhen Growatt New Energy Technology Co Ltd | Growatt SPH6000 inverter | Eastron | SDM-230 | LEM | TOP 90-S10/SP4 | NULL | NULL | Shenzhen Growatt New Energy Technology Co Ltd | Shinelink | Growatt | NULL | Date Added : 02-Nov-20, Reference # : HBS1781, HBS designation : Growatt GBLI 6531 (2 off) w/ Growatt SPH6000 inverter, Shinelink, Eastron SDM-230 meter, Inverter Capacity (Var) : 6000, Useable capacity (kWh) : 12, BESS manufacturer : NULL, BESS Model # : NULL, Battery System (BS) Manufacturer : Growatt, Battery System (BS) Model # : GBLI 6531, Number of BESS/BS in system : 2, Inverter manufacturer : Shenzhen Growatt New Energy Technology Co Ltd, Inverter model # : Growatt SPH6000 inverter, Smart controller/meter manufacturer : Eastron, Smart controller/meter model # : SDM-230, Current sensor manufacturer : LEM, Current sensor model # : TOP 90-S10/SP4, Other major component manufacturer : NULL, Other major component model # : NULL, Other major component manufacturer : Shenzhen Growatt New Energy Technology Co Ltd, Other major component model # : Shinelink, Battery Brand : Growatt, SystemId : NULL
02-Nov-20 | HBS1782 | Growatt GBLI 6531 (1 off) w/ Growatt SPH6000 inverter, Shinelink, Eastron SDM-230 meter | 6000 | 6 | NULL | NULL | Growatt | GBLI 6531 | 1 | Shenzhen Growatt New Energy Technology Co Ltd | Growatt SPH6000 inverter | Eastron | SDM-230 | LEM | TOP 90-S10/SP4 | NULL | NULL | Shenzhen Growatt New Energy Technology Co Ltd | Shinelink | Growatt | NULL | Date Added : 02-Nov-20, Reference # : HBS1782, HBS designation : Growatt GBLI 6531 (1 off) w/ Growatt SPH6000 inverter, Shinelink, Eastron SDM-230 meter, Inverter Capacity (Var) : 6000, Useable capacity (kWh) : 6, BESS manufacturer : NULL, BESS Model # : NULL, Battery System (BS) Manufacturer : Growatt, Battery System (BS) Model # : GBLI 6531, Number of BESS/BS in system : 1, Inverter manufacturer : Shenzhen Growatt New Energy Technology Co Ltd, Inverter model # : Growatt SPH6000 inverter, Smart controller/meter manufacturer : Eastron, Smart controller/meter model # : SDM-230, Current sensor manufacturer : LEM, Current sensor model # : TOP 90-S10/SP4, Other major component manufacturer : NULL, Other major component model # : NULL, Other major component manufacturer : Shenzhen Growatt New Energy Technology Co Ltd, Other major component model # : Shinelink, Battery Brand : Growatt, SystemId : NULL
02-Nov-20 | HBS1783 | Growatt GBLI 6531 (1 off) w/ Growatt SPH5000 inverter, Shinelink, Eastron SDM-630 meter | 4999 | 6 | NULL | NULL | Growatt | GBLI 6531 | 1 | Shenzhen Growatt New Energy Technology Co Ltd | Growatt SPH5000 inverter | Eastron | SDM-630 | LEM | TOP 90-S10/SP4 | NULL | NULL | Shenzhen Growatt New Energy Technology Co Ltd | Shinelink | Growatt | NULL | Date Added : 02-Nov-20, Reference # : HBS1783, HBS designation : Growatt GBLI 6531 (1 off) w/ Growatt SPH5000 inverter, Shinelink, Eastron SDM-630 meter, Inverter Capacity (Var) : 4999, Useable capacity (kWh) : 6, BESS manufacturer : NULL, BESS Model # : NULL, Battery System (BS) Manufacturer : Growatt, Battery System (BS) Model # : GBLI 6531, Number of BESS/BS in system : 1, Inverter manufacturer : Shenzhen Growatt New Energy Technology Co Ltd, Inverter model # : Growatt SPH5000 inverter, Smart controller/meter manufacturer : Eastron, Smart controller/meter model # : SDM-630, Current sensor manufacturer : LEM, Current sensor model # : TOP 90-S10/SP4, Other major component manufacturer : NULL, Other major component model # : NULL, Other major component manufacturer : Shenzhen Growatt New Energy Technology Co Ltd, Other major component model # : Shinelink, Battery Brand : Growatt, SystemId : NULL
02-Nov-20 | HBS1784 | Growatt GBLI 6531 (2 off) w/ Growatt SPH5000 inverter, Shinelink, Eastron SDM-630 meter | 4999 | 12 | NULL | NULL | Growatt | GBLI 6531 | 2 | Shenzhen Growatt New Energy Technology Co Ltd | Growatt SPH5000 inverter | Eastron | SDM-630 | LEM | TOP 90-S10/SP4 | NULL | NULL | Shenzhen Growatt New Energy Technology Co Ltd | Shinelink | Growatt | NULL | Date Added : 02-Nov-20, Reference # : HBS1784, HBS designation : Growatt GBLI 6531 (2 off) w/ Growatt SPH5000 inverter, Shinelink, Eastron SDM-630 meter, Inverter Capacity (Var) : 4999, Useable capacity (kWh) : 12, BESS manufacturer : NULL, BESS Model # : NULL, Battery System (BS) Manufacturer : Growatt, Battery System (BS) Model # : GBLI 6531, Number of BESS/BS in system : 2, Inverter manufacturer : Shenzhen Growatt New Energy Technology Co Ltd, Inverter model # : Growatt SPH5000 inverter, Smart controller/meter manufacturer : Eastron, Smart controller/meter model # : SDM-630, Current sensor manufacturer : LEM, Current sensor model # : TOP 90-S10/SP4, Other major component manufacturer : NULL, Other major component model # : NULL, Other major component manufacturer : Shenzhen Growatt New Energy Technology Co Ltd, Other major component model # : Shinelink, Battery Brand : Growatt, SystemId : NULL
02-Nov-20 | HBS1785 | Growatt GBLI 6531 (1 off) w/ Growatt SPH6000 inverter, Shinelink, Eastron SDM-630 meter | 6000 | 6 | NULL | NULL | Growatt | GBLI 6531 | 1 | Shenzhen Growatt New Energy Technology Co Ltd | Growatt SPH6000 inverter | Eastron | SDM-630 | LEM | TOP 90-S10/SP4 | NULL | NULL | Shenzhen Growatt New Energy Technology Co Ltd | Shinelink | Growatt | NULL | Date Added : 02-Nov-20, Reference # : HBS1785, HBS designation : Growatt GBLI 6531 (1 off) w/ Growatt SPH6000 inverter, Shinelink, Eastron SDM-630 meter, Inverter Capacity (Var) : 6000, Useable capacity (kWh) : 6, BESS manufacturer : NULL, BESS Model # : NULL, Battery System (BS) Manufacturer : Growatt, Battery System (BS) Model # : GBLI 6531, Number of BESS/BS in system : 1, Inverter manufacturer : Shenzhen Growatt New Energy Technology Co Ltd, Inverter model # : Growatt SPH6000 inverter, Smart controller/meter manufacturer : Eastron, Smart controller/meter model # : SDM-630, Current sensor manufacturer : LEM, Current sensor model # : TOP 90-S10/SP4, Other major component manufacturer : NULL, Other major component model # : NULL, Other major component manufacturer : Shenzhen Growatt New Energy Technology Co Ltd, Other major component model # : Shinelink, Battery Brand : Growatt, SystemId : NULL
02-Nov-20 | HBS1786 | Growatt GBLI 6531 (2 off) w/ Growatt SPH6000 inverter, Shinelink, Eastron SDM-630 meter | 6000 | 12 | NULL | NULL | Growatt | GBLI 6531 | 2 | Shenzhen Growatt New Energy Technology Co Ltd | Growatt SPH6000 inverter | Eastron | SDM-630 | LEM | TOP 90-S10/SP4 | NULL | NULL | Shenzhen Growatt New Energy Technology Co Ltd | Shinelink | Growatt | NULL | Date Added : 02-Nov-20, Reference # : HBS1786, HBS designation : Growatt GBLI 6531 (2 off) w/ Growatt SPH6000 inverter, Shinelink, Eastron SDM-630 meter, Inverter Capacity (Var) : 6000, Useable capacity (kWh) : 12, BESS manufacturer : NULL, BESS Model # : NULL, Battery System (BS) Manufacturer : Growatt, Battery System (BS) Model # : GBLI 6531, Number of BESS/BS in system : 2, Inverter manufacturer : Shenzhen Growatt New Energy Technology Co Ltd, Inverter model # : Growatt SPH6000 inverter, Smart controller/meter manufacturer : Eastron, Smart controller/meter model # : SDM-630, Current sensor manufacturer : LEM, Current sensor model # : TOP 90-S10/SP4, Other major component manufacturer : NULL, Other major component model # : NULL, Other major component manufacturer : Shenzhen Growatt New Energy Technology Co Ltd, Other major component model # : Shinelink, Battery Brand : Growatt, SystemId : NULL
02-Nov-20 | HBS1787 | Growatt GBLI 6531 (1 off) w/ Growatt SPA 3000TL BL inverter, Shinelink, Eastron SDM-630 meter | 3000 | 6 | NULL | NULL | Growatt | GBLI 6531 | 1 | Shenzhen Growatt New Energy Technology Co Ltd | Growatt SPA 3000TL BL inverter | Eastron | SDM-630 | LEM | TOP 90-S10/SP4 | NULL | NULL | Shenzhen Growatt New Energy Technology Co Ltd | Shinelink | Growatt | NULL | Date Added : 02-Nov-20, Reference # : HBS1787, HBS designation : Growatt GBLI 6531 (1 off) w/ Growatt SPA 3000TL BL inverter, Shinelink, Eastron SDM-630 meter, Inverter Capacity (Var) : 3000, Useable capacity (kWh) : 6, BESS manufacturer : NULL, BESS Model # : NULL, Battery System (BS) Manufacturer : Growatt, Battery System (BS) Model # : GBLI 6531, Number of BESS/BS in system : 1, Inverter manufacturer : Shenzhen Growatt New Energy Technology Co Ltd, Inverter model # : Growatt SPA 3000TL BL inverter, Smart controller/meter manufacturer : Eastron, Smart controller/meter model # : SDM-630, Current sensor manufacturer : LEM, Current sensor model # : TOP 90-S10/SP4, Other major component manufacturer : NULL, Other major component model # : NULL, Other major component manufacturer : Shenzhen Growatt New Energy Technology Co Ltd, Other major component model # : Shinelink, Battery Brand : Growatt, SystemId : NULL
02-Nov-20 | HBS1788 | Growatt GBLI 6531 (2 off) w/ Growatt SPA 3000TL BL inverter, Shinelink, Eastron SDM-630 meter | 3000 | 12 | NULL | NULL | Growatt | GBLI 6531 | 2 | Shenzhen Growatt New Energy Technology Co Ltd | Growatt SPA 3000TL BL inverter | Eastron | SDM-630 | LEM | TOP 90-S10/SP4 | NULL | NULL | Shenzhen Growatt New Energy Technology Co Ltd | Shinelink | Growatt | NULL | Date Added : 02-Nov-20, Reference # : HBS1788, HBS designation : Growatt GBLI 6531 (2 off) w/ Growatt SPA 3000TL BL inverter, Shinelink, Eastron SDM-630 meter, Inverter Capacity (Var) : 3000, Useable capacity (kWh) : 12, BESS manufacturer : NULL, BESS Model # : NULL, Battery System (BS) Manufacturer : Growatt, Battery System (BS) Model # : GBLI 6531, Number of BESS/BS in system : 2, Inverter manufacturer : Shenzhen Growatt New Energy Technology Co Ltd, Inverter model # : Growatt SPA 3000TL BL inverter, Smart controller/meter manufacturer : Eastron, Smart controller/meter model # : SDM-630, Current sensor manufacturer : LEM, Current sensor model # : TOP 90-S10/SP4, Other major component manufacturer : NULL, Other major component model # : NULL, Other major component manufacturer : Shenzhen Growatt New Energy Technology Co Ltd, Other major component model # : Shinelink, Battery Brand : Growatt, SystemId : NULL
02-Nov-20 | HBS1789 | Growatt GBLI 6531 (1 off) w/ Growatt SPA 3000TL BL inverter, Shinelink, Chint DTSU666 meter | 3000 | 6 | NULL | NULL | Growatt | GBLI 6531 | 1 | Shenzhen Growatt New Energy Technology Co Ltd | Growatt SPA 3000TL BL inverter | Chint | DTSU666 | LEM | TOP 90-S10/SP4 | NULL | NULL | Shenzhen Growatt New Energy Technology Co Ltd | Shinelink | Growatt | NULL | Date Added : 02-Nov-20, Reference # : HBS1789, HBS designation : Growatt GBLI 6531 (1 off) w/ Growatt SPA 3000TL BL inverter, Shinelink, Chint DTSU666 meter, Inverter Capacity (Var) : 3000, Useable capacity (kWh) : 6, BESS manufacturer : NULL, BESS Model # : NULL, Battery System (BS) Manufacturer : Growatt, Battery System (BS) Model # : GBLI 6531, Number of BESS/BS in system : 1, Inverter manufacturer : Shenzhen Growatt New Energy Technology Co Ltd, Inverter model # : Growatt SPA 3000TL BL inverter, Smart controller/meter manufacturer : Chint, Smart controller/meter model # : DTSU666, Current sensor manufacturer : LEM, Current sensor model # : TOP 90-S10/SP4, Other major component manufacturer : NULL, Other major component model # : NULL, Other major component manufacturer : Shenzhen Growatt New Energy Technology Co Ltd, Other major component model # : Shinelink, Battery Brand : Growatt, SystemId : NULL
02-Nov-20 | HBS1790 | Growatt GBLI 6531 (2 off) w/ Growatt SPA 3000TL BL inverter, Shinelink, Chint DTSU666 meter | 3000 | 12 | NULL | NULL | Growatt | GBLI 6531 | 2 | Shenzhen Growatt New Energy Technology Co Ltd | Growatt SPA 3000TL BL inverter | Chint | DTSU666 | LEM | TOP 90-S10/SP4 | NULL | NULL | Shenzhen Growatt New Energy Technology Co Ltd | Shinelink | Growatt | NULL | Date Added : 02-Nov-20, Reference # : HBS1790, HBS designation : Growatt GBLI 6531 (2 off) w/ Growatt SPA 3000TL BL inverter, Shinelink, Chint DTSU666 meter, Inverter Capacity (Var) : 3000, Useable capacity (kWh) : 12, BESS manufacturer : NULL, BESS Model # : NULL, Battery System (BS) Manufacturer : Growatt, Battery System (BS) Model # : GBLI 6531, Number of BESS/BS in system : 2, Inverter manufacturer : Shenzhen Growatt New Energy Technology Co Ltd, Inverter model # : Growatt SPA 3000TL BL inverter, Smart controller/meter manufacturer : Chint, Smart controller/meter model # : DTSU666, Current sensor manufacturer : LEM, Current sensor model # : TOP 90-S10/SP4, Other major component manufacturer : NULL, Other major component model # : NULL, Other major component manufacturer : Shenzhen Growatt New Energy Technology Co Ltd, Other major component model # : Shinelink, Battery Brand : Growatt, SystemId : NULL
02-Nov-20 | HBS1791 | Growatt GBLI 6531 (1 off) w/ Growatt SPH5000 inverter, Shinelink, Chint DTSU666 meter | 4999 | 6 | NULL | NULL | Growatt | GBLI 6531 | 1 | Shenzhen Growatt New Energy Technology Co Ltd | Growatt SPH5000 inverter | Chint | DTSU666 | LEM | TOP 90-S10/SP4 | NULL | NULL | Shenzhen Growatt New Energy Technology Co Ltd | Shinelink | Growatt | NULL | Date Added : 02-Nov-20, Reference # : HBS1791, HBS designation : Growatt GBLI 6531 (1 off) w/ Growatt SPH5000 inverter, Shinelink, Chint DTSU666 meter, Inverter Capacity (Var) : 4999, Useable capacity (kWh) : 6, BESS manufacturer : NULL, BESS Model # : NULL, Battery System (BS) Manufacturer : Growatt, Battery System (BS) Model # : GBLI 6531, Number of BESS/BS in system : 1, Inverter manufacturer : Shenzhen Growatt New Energy Technology Co Ltd, Inverter model # : Growatt SPH5000 inverter, Smart controller/meter manufacturer : Chint, Smart controller/meter model # : DTSU666, Current sensor manufacturer : LEM, Current sensor model # : TOP 90-S10/SP4, Other major component manufacturer : NULL, Other major component model # : NULL, Other major component manufacturer : Shenzhen Growatt New Energy Technology Co Ltd, Other major component model # : Shinelink, Battery Brand : Growatt, SystemId : NULL
02-Nov-20 | HBS1792 | Growatt GBLI 6531 (2 off) w/ Growatt SPH5000 inverter, Shinelink, Chint DTSU666 meter | 4999 | 12 | NULL | NULL | Growatt | GBLI 6531 | 2 | Shenzhen Growatt New Energy Technology Co Ltd | Growatt SPH5000 inverter | Chint | DTSU666 | LEM | TOP 90-S10/SP4 | NULL | NULL | Shenzhen Growatt New Energy Technology Co Ltd | Shinelink | Growatt | NULL | Date Added : 02-Nov-20, Reference # : HBS1792, HBS designation : Growatt GBLI 6531 (2 off) w/ Growatt SPH5000 inverter, Shinelink, Chint DTSU666 meter, Inverter Capacity (Var) : 4999, Useable capacity (kWh) : 12, BESS manufacturer : NULL, BESS Model # : NULL, Battery System (BS) Manufacturer : Growatt, Battery System (BS) Model # : GBLI 6531, Number of BESS/BS in system : 2, Inverter manufacturer : Shenzhen Growatt New Energy Technology Co Ltd, Inverter model # : Growatt SPH5000 inverter, Smart controller/meter manufacturer : Chint, Smart controller/meter model # : DTSU666, Current sensor manufacturer : LEM, Current sensor model # : TOP 90-S10/SP4, Other major component manufacturer : NULL, Other major component model # : NULL, Other major component manufacturer : Shenzhen Growatt New Energy Technology Co Ltd, Other major component model # : Shinelink, Battery Brand : Growatt, SystemId : NULL
02-Nov-20 | HBS1793 | Growatt GBLI 6531 (1 off) w/ Growatt SPH6000 inverter, Shinelink, Chint DTSU666 meter | 6000 | 6 | NULL | NULL | Growatt | GBLI 6531 | 1 | Shenzhen Growatt New Energy Technology Co Ltd | Growatt SPH6000 inverter | Chint | DTSU666 | LEM | TOP 90-S10/SP4 | NULL | NULL | Shenzhen Growatt New Energy Technology Co Ltd | Shinelink | Growatt | NULL | Date Added : 02-Nov-20, Reference # : HBS1793, HBS designation : Growatt GBLI 6531 (1 off) w/ Growatt SPH6000 inverter, Shinelink, Chint DTSU666 meter, Inverter Capacity (Var) : 6000, Useable capacity (kWh) : 6, BESS manufacturer : NULL, BESS Model # : NULL, Battery System (BS) Manufacturer : Growatt, Battery System (BS) Model # : GBLI 6531, Number of BESS/BS in system : 1, Inverter manufacturer : Shenzhen Growatt New Energy Technology Co Ltd, Inverter model # : Growatt SPH6000 inverter, Smart controller/meter manufacturer : Chint, Smart controller/meter model # : DTSU666, Current sensor manufacturer : LEM, Current sensor model # : TOP 90-S10/SP4, Other major component manufacturer : NULL, Other major component model # : NULL, Other major component manufacturer : Shenzhen Growatt New Energy Technology Co Ltd, Other major component model # : Shinelink, Battery Brand : Growatt, SystemId : NULL
02-Nov-20 | HBS1794 | Growatt GBLI 6531 (2 off) w/ Growatt SPH6000 inverter, Shinelink, Chint DTSU666 meter | 6000 | 12 | NULL | NULL | Growatt | GBLI 6531 | 2 | Shenzhen Growatt New Energy Technology Co Ltd | Growatt SPH6000 inverter | Chint | DTSU666 | LEM | TOP 90-S10/SP4 | NULL | NULL | Shenzhen Growatt New Energy Technology Co Ltd | Shinelink | Growatt | NULL | Date Added : 02-Nov-20, Reference # : HBS1794, HBS designation : Growatt GBLI 6531 (2 off) w/ Growatt SPH6000 inverter, Shinelink, Chint DTSU666 meter, Inverter Capacity (Var) : 6000, Useable capacity (kWh) : 12, BESS manufacturer : NULL, BESS Model # : NULL, Battery System (BS) Manufacturer : Growatt, Battery System (BS) Model # : GBLI 6531, Number of BESS/BS in system : 2, Inverter manufacturer : Shenzhen Growatt New Energy Technology Co Ltd, Inverter model # : Growatt SPH6000 inverter, Smart controller/meter manufacturer : Chint, Smart controller/meter model # : DTSU666, Current sensor manufacturer : LEM, Current sensor model # : TOP 90-S10/SP4, Other major component manufacturer : NULL, Other major component model # : NULL, Other major component manufacturer : Shenzhen Growatt New Energy Technology Co Ltd, Other major component model # : Shinelink, Battery Brand : Growatt, SystemId : NULL
02-Nov-20 | HBS1795 | Growatt GBLI 6531 (2 off) w/ Growatt SPH5000 inverter, Shinelink, Eastron SDM-120 CT-MV meter | 4999 | 12 | NULL | NULL | Growatt | GBLI 6531 | 2 | Shenzhen Growatt New Energy Technology Co Ltd | Growatt SPH5000 inverter | Eastron | SDM-120 CT-MV | LEM | TOP 90-S10/SP4 | NULL | NULL | Shenzhen Growatt New Energy Technology Co Ltd | Shinelink | Growatt | NULL | Date Added : 02-Nov-20, Reference # : HBS1795, HBS designation : Growatt GBLI 6531 (2 off) w/ Growatt SPH5000 inverter, Shinelink, Eastron SDM-120 CT-MV meter, Inverter Capacity (Var) : 4999, Useable capacity (kWh) : 12, BESS manufacturer : NULL, BESS Model # : NULL, Battery System (BS) Manufacturer : Growatt, Battery System (BS) Model # : GBLI 6531, Number of BESS/BS in system : 2, Inverter manufacturer : Shenzhen Growatt New Energy Technology Co Ltd, Inverter model # : Growatt SPH5000 inverter, Smart controller/meter manufacturer : Eastron, Smart controller/meter model # : SDM-120 CT-MV, Current sensor manufacturer : LEM, Current sensor model # : TOP 90-S10/SP4, Other major component manufacturer : NULL, Other major component model # : NULL, Other major component manufacturer : Shenzhen Growatt New Energy Technology Co Ltd, Other major component model # : Shinelink, Battery Brand : Growatt, SystemId : NULL
02-Nov-20 | HBS1796 | Growatt GBLI 6531 (2 off) w/ Growatt SPA 3000TL BL inverter, Shinelink, Eastron SDM-120 CT-MV meter | 3000 | 12 | NULL | NULL | Growatt | GBLI 6531 | 2 | Shenzhen Growatt New Energy Technology Co Ltd | Growatt SPA 3000TL BL inverter | Eastron | SDM-120 CT-MV | LEM | TOP 90-S10/SP4 | NULL | NULL | Shenzhen Growatt New Energy Technology Co Ltd | Shinelink | Growatt | NULL | Date Added : 02-Nov-20, Reference # : HBS1796, HBS designation : Growatt GBLI 6531 (2 off) w/ Growatt SPA 3000TL BL inverter, Shinelink, Eastron SDM-120 CT-MV meter, Inverter Capacity (Var) : 3000, Useable capacity (kWh) : 12, BESS manufacturer : NULL, BESS Model # : NULL, Battery System (BS) Manufacturer : Growatt, Battery System (BS) Model # : GBLI 6531, Number of BESS/BS in system : 2, Inverter manufacturer : Shenzhen Growatt New Energy Technology Co Ltd, Inverter model # : Growatt SPA 3000TL BL inverter, Smart controller/meter manufacturer : Eastron, Smart controller/meter model # : SDM-120 CT-MV, Current sensor manufacturer : LEM, Current sensor model # : TOP 90-S10/SP4, Other major component manufacturer : NULL, Other major component model # : NULL, Other major component manufacturer : Shenzhen Growatt New Energy Technology Co Ltd, Other major component model # : Shinelink, Battery Brand : Growatt, SystemId : NULL
02-Nov-20 | HBS1797 | Growatt GBLI 6531 (1 off) w/ Growatt SPH5000 inverter, Shinelink, Eastron SDM-120 CT-MV meter | 4999 | 6 | NULL | NULL | Growatt | GBLI 6531 | 1 | Shenzhen Growatt New Energy Technology Co Ltd | Growatt SPH5000 inverter | Eastron | SDM-120 CT-MV | LEM | TOP 90-S10/SP4 | NULL | NULL | Shenzhen Growatt New Energy Technology Co Ltd | Shinelink | Growatt | NULL | Date Added : 02-Nov-20, Reference # : HBS1797, HBS designation : Growatt GBLI 6531 (1 off) w/ Growatt SPH5000 inverter, Shinelink, Eastron SDM-120 CT-MV meter, Inverter Capacity (Var) : 4999, Useable capacity (kWh) : 6, BESS manufacturer : NULL, BESS Model # : NULL, Battery System (BS) Manufacturer : Growatt, Battery System (BS) Model # : GBLI 6531, Number of BESS/BS in system : 1, Inverter manufacturer : Shenzhen Growatt New Energy Technology Co Ltd, Inverter model # : Growatt SPH5000 inverter, Smart controller/meter manufacturer : Eastron, Smart controller/meter model # : SDM-120 CT-MV, Current sensor manufacturer : LEM, Current sensor model # : TOP 90-S10/SP4, Other major component manufacturer : NULL, Other major component model # : NULL, Other major component manufacturer : Shenzhen Growatt New Energy Technology Co Ltd, Other major component model # : Shinelink, Battery Brand : Growatt, SystemId : NULL
02-Nov-20 | HBS1798 | Growatt GBLI 6531 (1 off) w/ Growatt SPA 3000TL BL inverter, Shinelink, Eastron SDM-120 CT-MV meter | 3000 | 6 | NULL | NULL | Growatt | GBLI 6531 | 1 | Shenzhen Growatt New Energy Technology Co Ltd | Growatt SPA 3000TL BL inverter | Eastron | SDM-120 CT-MV | LEM | TOP 90-S10/SP4 | NULL | NULL | Shenzhen Growatt New Energy Technology Co Ltd | Shinelink | Growatt | NULL | Date Added : 02-Nov-20, Reference # : HBS1798, HBS designation : Growatt GBLI 6531 (1 off) w/ Growatt SPA 3000TL BL inverter, Shinelink, Eastron SDM-120 CT-MV meter, Inverter Capacity (Var) : 3000, Useable capacity (kWh) : 6, BESS manufacturer : NULL, BESS Model # : NULL, Battery System (BS) Manufacturer : Growatt, Battery System (BS) Model # : GBLI 6531, Number of BESS/BS in system : 1, Inverter manufacturer : Shenzhen Growatt New Energy Technology Co Ltd, Inverter model # : Growatt SPA 3000TL BL inverter, Smart controller/meter manufacturer : Eastron, Smart controller/meter model # : SDM-120 CT-MV, Current sensor manufacturer : LEM, Current sensor model # : TOP 90-S10/SP4, Other major component manufacturer : NULL, Other major component model # : NULL, Other major component manufacturer : Shenzhen Growatt New Energy Technology Co Ltd, Other major component model # : Shinelink, Battery Brand : Growatt, SystemId : NULL
02-Nov-20 | HBS1799 | Growatt GBLI 6531 (2 off) w/ Growatt SPH6000 inverter, Shinelink, Eastron SDM-120 CT-MV meter | 6000 | 12 | NULL | NULL | Growatt | GBLI 6531 | 2 | Shenzhen Growatt New Energy Technology Co Ltd | Growatt SPH6000 inverter | Eastron | SDM-120 CT-MV | LEM | TOP 90-S10/SP4 | NULL | NULL | Shenzhen Growatt New Energy Technology Co Ltd | Shinelink | Growatt | NULL | Date Added : 02-Nov-20, Reference # : HBS1799, HBS designation : Growatt GBLI 6531 (2 off) w/ Growatt SPH6000 inverter, Shinelink, Eastron SDM-120 CT-MV meter, Inverter Capacity (Var) : 6000, Useable capacity (kWh) : 12, BESS manufacturer : NULL, BESS Model # : NULL, Battery System (BS) Manufacturer : Growatt, Battery System (BS) Model # : GBLI 6531, Number of BESS/BS in system : 2, Inverter manufacturer : Shenzhen Growatt New Energy Technology Co Ltd, Inverter model # : Growatt SPH6000 inverter, Smart controller/meter manufacturer : Eastron, Smart controller/meter model # : SDM-120 CT-MV, Current sensor manufacturer : LEM, Current sensor model # : TOP 90-S10/SP4, Other major component manufacturer : NULL, Other major component model # : NULL, Other major component manufacturer : Shenzhen Growatt New Energy Technology Co Ltd, Other major component model # : Shinelink, Battery Brand : Growatt, SystemId : NULL
02-Nov-20 | HBS1800 | Growatt GBLI 6531 (1 off) w/ Growatt SPH6000 inverter, Shinelink, Eastron SDM-120 CT-MV meter | 6000 | 6 | NULL | NULL | Growatt | GBLI 6531 | 1 | Shenzhen Growatt New Energy Technology Co Ltd | Growatt SPH6000 inverter | Eastron | SDM-120 CT-MV | LEM | TOP 90-S10/SP4 | NULL | NULL | Shenzhen Growatt New Energy Technology Co Ltd | Shinelink | Growatt | NULL | Date Added : 02-Nov-20, Reference # : HBS1800, HBS designation : Growatt GBLI 6531 (1 off) w/ Growatt SPH6000 inverter, Shinelink, Eastron SDM-120 CT-MV meter, Inverter Capacity (Var) : 6000, Useable capacity (kWh) : 6, BESS manufacturer : NULL, BESS Model # : NULL, Battery System (BS) Manufacturer : Growatt, Battery System (BS) Model # : GBLI 6531, Number of BESS/BS in system : 1, Inverter manufacturer : Shenzhen Growatt New Energy Technology Co Ltd, Inverter model # : Growatt SPH6000 inverter, Smart controller/meter manufacturer : Eastron, Smart controller/meter model # : SDM-120 CT-MV, Current sensor manufacturer : LEM, Current sensor model # : TOP 90-S10/SP4, Other major component manufacturer : NULL, Other major component model # : NULL, Other major component manufacturer : Shenzhen Growatt New Energy Technology Co Ltd, Other major component model # : Shinelink, Battery Brand : Growatt, SystemId : NULL
02-Nov-20 | HBS1801 | Growatt GBLI 6531 (1 off) w/ Growatt SPH5000 inverter, Shinelink, Eastron SDM-630 MV CT meter | 4999 | 6 | NULL | NULL | Growatt | GBLI 6531 | 1 | Shenzhen Growatt New Energy Technology Co Ltd | Growatt SPH5000 inverter | Eastron | SDM-630 MV CT | LEM | TOP 90-S10/SP4 | NULL | NULL | Shenzhen Growatt New Energy Technology Co Ltd | Shinelink | Growatt | NULL | Date Added : 02-Nov-20, Reference # : HBS1801, HBS designation : Growatt GBLI 6531 (1 off) w/ Growatt SPH5000 inverter, Shinelink, Eastron SDM-630 MV CT meter, Inverter Capacity (Var) : 4999, Useable capacity (kWh) : 6, BESS manufacturer : NULL, BESS Model # : NULL, Battery System (BS) Manufacturer : Growatt, Battery System (BS) Model # : GBLI 6531, Number of BESS/BS in system : 1, Inverter manufacturer : Shenzhen Growatt New Energy Technology Co Ltd, Inverter model # : Growatt SPH5000 inverter, Smart controller/meter manufacturer : Eastron, Smart controller/meter model # : SDM-630 MV CT, Current sensor manufacturer : LEM, Current sensor model # : TOP 90-S10/SP4, Other major component manufacturer : NULL, Other major component model # : NULL, Other major component manufacturer : Shenzhen Growatt New Energy Technology Co Ltd, Other major component model # : Shinelink, Battery Brand : Growatt, SystemId : NULL
02-Nov-20 | HBS1802 | Growatt GBLI 6531 (2 off) w/ Growatt SPH5000 inverter, Shinelink, Eastron SDM-630 MV CT meter | 4999 | 12 | NULL | NULL | Growatt | GBLI 6531 | 2 | Shenzhen Growatt New Energy Technology Co Ltd | Growatt SPH5000 inverter | Eastron | SDM-630 MV CT | LEM | TOP 90-S10/SP4 | NULL | NULL | Shenzhen Growatt New Energy Technology Co Ltd | Shinelink | Growatt | NULL | Date Added : 02-Nov-20, Reference # : HBS1802, HBS designation : Growatt GBLI 6531 (2 off) w/ Growatt SPH5000 inverter, Shinelink, Eastron SDM-630 MV CT meter, Inverter Capacity (Var) : 4999, Useable capacity (kWh) : 12, BESS manufacturer : NULL, BESS Model # : NULL, Battery System (BS) Manufacturer : Growatt, Battery System (BS) Model # : GBLI 6531, Number of BESS/BS in system : 2, Inverter manufacturer : Shenzhen Growatt New Energy Technology Co Ltd, Inverter model # : Growatt SPH5000 inverter, Smart controller/meter manufacturer : Eastron, Smart controller/meter model # : SDM-630 MV CT, Current sensor manufacturer : LEM, Current sensor model # : TOP 90-S10/SP4, Other major component manufacturer : NULL, Other major component model # : NULL, Other major component manufacturer : Shenzhen Growatt New Energy Technology Co Ltd, Other major component model # : Shinelink, Battery Brand : Growatt, SystemId : NULL
02-Nov-20 | HBS1803 | Growatt GBLI 6531 (1 off) w/ Growatt SPH6000 inverter, Shinelink, Eastron SDM-630 MV CT meter | 6000 | 6 | NULL | NULL | Growatt | GBLI 6531 | 1 | Shenzhen Growatt New Energy Technology Co Ltd | Growatt SPH6000 inverter | Eastron | SDM-630 MV CT | LEM | TOP 90-S10/SP4 | NULL | NULL | Shenzhen Growatt New Energy Technology Co Ltd | Shinelink | Growatt | NULL | Date Added : 02-Nov-20, Reference # : HBS1803, HBS designation : Growatt GBLI 6531 (1 off) w/ Growatt SPH6000 inverter, Shinelink, Eastron SDM-630 MV CT meter, Inverter Capacity (Var) : 6000, Useable capacity (kWh) : 6, BESS manufacturer : NULL, BESS Model # : NULL, Battery System (BS) Manufacturer : Growatt, Battery System (BS) Model # : GBLI 6531, Number of BESS/BS in system : 1, Inverter manufacturer : Shenzhen Growatt New Energy Technology Co Ltd, Inverter model # : Growatt SPH6000 inverter, Smart controller/meter manufacturer : Eastron, Smart controller/meter model # : SDM-630 MV CT, Current sensor manufacturer : LEM, Current sensor model # : TOP 90-S10/SP4, Other major component manufacturer : NULL, Other major component model # : NULL, Other major component manufacturer : Shenzhen Growatt New Energy Technology Co Ltd, Other major component model # : Shinelink, Battery Brand : Growatt, SystemId : NULL
02-Nov-20 | HBS1804 | Growatt GBLI 6531 (2 off) w/ Growatt SPH6000 inverter, Shinelink, Eastron SDM-630 MV CT meter | 6000 | 12 | NULL | NULL | Growatt | GBLI 6531 | 2 | Shenzhen Growatt New Energy Technology Co Ltd | Growatt SPH6000 inverter | Eastron | SDM-630 MV CT | LEM | TOP 90-S10/SP4 | NULL | NULL | Shenzhen Growatt New Energy Technology Co Ltd | Shinelink | Growatt | NULL | Date Added : 02-Nov-20, Reference # : HBS1804, HBS designation : Growatt GBLI 6531 (2 off) w/ Growatt SPH6000 inverter, Shinelink, Eastron SDM-630 MV CT meter, Inverter Capacity (Var) : 6000, Useable capacity (kWh) : 12, BESS manufacturer : NULL, BESS Model # : NULL, Battery System (BS) Manufacturer : Growatt, Battery System (BS) Model # : GBLI 6531, Number of BESS/BS in system : 2, Inverter manufacturer : Shenzhen Growatt New Energy Technology Co Ltd, Inverter model # : Growatt SPH6000 inverter, Smart controller/meter manufacturer : Eastron, Smart controller/meter model # : SDM-630 MV CT, Current sensor manufacturer : LEM, Current sensor model # : TOP 90-S10/SP4, Other major component manufacturer : NULL, Other major component model # : NULL, Other major component manufacturer : Shenzhen Growatt New Energy Technology Co Ltd, Other major component model # : Shinelink, Battery Brand : Growatt, SystemId : NULL
02-Nov-20 | HBS1805 | Growatt GBLI 6531 (1 off) w/ Growatt SPA 3000TL BL inverter, Shinelink, Eastron SDM-630 MV CT meter | 3000 | 6 | NULL | NULL | Growatt | GBLI 6531 | 1 | Shenzhen Growatt New Energy Technology Co Ltd | Growatt SPA 3000TL BL inverter | Eastron | SDM-630 MV CT | LEM | TOP 90-S10/SP4 | NULL | NULL | Shenzhen Growatt New Energy Technology Co Ltd | Shinelink | Growatt | NULL | Date Added : 02-Nov-20, Reference # : HBS1805, HBS designation : Growatt GBLI 6531 (1 off) w/ Growatt SPA 3000TL BL inverter, Shinelink, Eastron SDM-630 MV CT meter, Inverter Capacity (Var) : 3000, Useable capacity (kWh) : 6, BESS manufacturer : NULL, BESS Model # : NULL, Battery System (BS) Manufacturer : Growatt, Battery System (BS) Model # : GBLI 6531, Number of BESS/BS in system : 1, Inverter manufacturer : Shenzhen Growatt New Energy Technology Co Ltd, Inverter model # : Growatt SPA 3000TL BL inverter, Smart controller/meter manufacturer : Eastron, Smart controller/meter model # : SDM-630 MV CT, Current sensor manufacturer : LEM, Current sensor model # : TOP 90-S10/SP4, Other major component manufacturer : NULL, Other major component model # : NULL, Other major component manufacturer : Shenzhen Growatt New Energy Technology Co Ltd, Other major component model # : Shinelink, Battery Brand : Growatt, SystemId : NULL
02-Nov-20 | HBS1806 | Growatt GBLI 6531 (2 off) w/ Growatt SPA 3000TL BL inverter, Shinelink, Eastron SDM-630 MV CT meter | 3000 | 12 | NULL | NULL | Growatt | GBLI 6531 | 2 | Shenzhen Growatt New Energy Technology Co Ltd | Growatt SPA 3000TL BL inverter | Eastron | SDM-630 MV CT | LEM | TOP 90-S10/SP4 | NULL | NULL | Shenzhen Growatt New Energy Technology Co Ltd | Shinelink | Growatt | NULL | Date Added : 02-Nov-20, Reference # : HBS1806, HBS designation : Growatt GBLI 6531 (2 off) w/ Growatt SPA 3000TL BL inverter, Shinelink, Eastron SDM-630 MV CT meter, Inverter Capacity (Var) : 3000, Useable capacity (kWh) : 12, BESS manufacturer : NULL, BESS Model # : NULL, Battery System (BS) Manufacturer : Growatt, Battery System (BS) Model # : GBLI 6531, Number of BESS/BS in system : 2, Inverter manufacturer : Shenzhen Growatt New Energy Technology Co Ltd, Inverter model # : Growatt SPA 3000TL BL inverter, Smart controller/meter manufacturer : Eastron, Smart controller/meter model # : SDM-630 MV CT, Current sensor manufacturer : LEM, Current sensor model # : TOP 90-S10/SP4, Other major component manufacturer : NULL, Other major component model # : NULL, Other major component manufacturer : Shenzhen Growatt New Energy Technology Co Ltd, Other major component model # : Shinelink, Battery Brand : Growatt, SystemId : NULL
02-Nov-20 | HBS1807 | Growatt GBLI 6531 (2 off) w/ Growatt SPH5000 inverter, Shinelink, Eastron SDM-120 CT-40mA meter | 4999 | 12 | NULL | NULL | Growatt | GBLI 6531 | 2 | Shenzhen Growatt New Energy Technology Co Ltd | Growatt SPH5000 inverter | Eastron | SDM-120 CT-40mA | LEM | TOP 90-S10/SP4 | NULL | NULL | Shenzhen Growatt New Energy Technology Co Ltd | Shinelink | Growatt | NULL | Date Added : 02-Nov-20, Reference # : HBS1807, HBS designation : Growatt GBLI 6531 (2 off) w/ Growatt SPH5000 inverter, Shinelink, Eastron SDM-120 CT-40mA meter, Inverter Capacity (Var) : 4999, Useable capacity (kWh) : 12, BESS manufacturer : NULL, BESS Model # : NULL, Battery System (BS) Manufacturer : Growatt, Battery System (BS) Model # : GBLI 6531, Number of BESS/BS in system : 2, Inverter manufacturer : Shenzhen Growatt New Energy Technology Co Ltd, Inverter model # : Growatt SPH5000 inverter, Smart controller/meter manufacturer : Eastron, Smart controller/meter model # : SDM-120 CT-40mA, Current sensor manufacturer : LEM, Current sensor model # : TOP 90-S10/SP4, Other major component manufacturer : NULL, Other major component model # : NULL, Other major component manufacturer : Shenzhen Growatt New Energy Technology Co Ltd, Other major component model # : Shinelink, Battery Brand : Growatt, SystemId : NULL
02-Nov-20 | HBS1808 | Growatt GBLI 6531 (2 off) w/ Growatt SPA 3000TL BL inverter, Shinelink, Eastron SDM-120 CT-40mA meter | 3000 | 12 | NULL | NULL | Growatt | GBLI 6531 | 2 | Shenzhen Growatt New Energy Technology Co Ltd | Growatt SPA 3000TL BL inverter | Eastron | SDM-120 CT-40mA | LEM | TOP 90-S10/SP4 | NULL | NULL | Shenzhen Growatt New Energy Technology Co Ltd | Shinelink | Growatt | NULL | Date Added : 02-Nov-20, Reference # : HBS1808, HBS designation : Growatt GBLI 6531 (2 off) w/ Growatt SPA 3000TL BL inverter, Shinelink, Eastron SDM-120 CT-40mA meter, Inverter Capacity (Var) : 3000, Useable capacity (kWh) : 12, BESS manufacturer : NULL, BESS Model # : NULL, Battery System (BS) Manufacturer : Growatt, Battery System (BS) Model # : GBLI 6531, Number of BESS/BS in system : 2, Inverter manufacturer : Shenzhen Growatt New Energy Technology Co Ltd, Inverter model # : Growatt SPA 3000TL BL inverter, Smart controller/meter manufacturer : Eastron, Smart controller/meter model # : SDM-120 CT-40mA, Current sensor manufacturer : LEM, Current sensor model # : TOP 90-S10/SP4, Other major component manufacturer : NULL, Other major component model # : NULL, Other major component manufacturer : Shenzhen Growatt New Energy Technology Co Ltd, Other major component model # : Shinelink, Battery Brand : Growatt, SystemId : NULL
02-Nov-20 | HBS1809 | Growatt GBLI 6531 (1 off) w/ Growatt SPA 3000TL BL inverter, Shinelink, Eastron SDM-120 CT-40mA meter | 3000 | 6 | NULL | NULL | Growatt | GBLI 6531 | 1 | Shenzhen Growatt New Energy Technology Co Ltd | Growatt SPA 3000TL BL inverter | Eastron | SDM-120 CT-40mA | LEM | TOP 90-S10/SP4 | NULL | NULL | Shenzhen Growatt New Energy Technology Co Ltd | Shinelink | Growatt | NULL | Date Added : 02-Nov-20, Reference # : HBS1809, HBS designation : Growatt GBLI 6531 (1 off) w/ Growatt SPA 3000TL BL inverter, Shinelink, Eastron SDM-120 CT-40mA meter, Inverter Capacity (Var) : 3000, Useable capacity (kWh) : 6, BESS manufacturer : NULL, BESS Model # : NULL, Battery System (BS) Manufacturer : Growatt, Battery System (BS) Model # : GBLI 6531, Number of BESS/BS in system : 1, Inverter manufacturer : Shenzhen Growatt New Energy Technology Co Ltd, Inverter model # : Growatt SPA 3000TL BL inverter, Smart controller/meter manufacturer : Eastron, Smart controller/meter model # : SDM-120 CT-40mA, Current sensor manufacturer : LEM, Current sensor model # : TOP 90-S10/SP4, Other major component manufacturer : NULL, Other major component model # : NULL, Other major component manufacturer : Shenzhen Growatt New Energy Technology Co Ltd, Other major component model # : Shinelink, Battery Brand : Growatt, SystemId : NULL
02-Nov-20 | HBS1810 | Growatt GBLI 6531 (1 off) w/ Growatt SPA 3000TL BL inverter, Shinelink, Eastron SDM-120 CT-40mA meter | 3000 | 6 | NULL | NULL | Growatt | GBLI 6531 | 1 | Shenzhen Growatt New Energy Technology Co Ltd | Growatt SPA 3000TL BL inverter | Eastron | SDM-120 CT-40mA | LEM | TOP 90-S10/SP4 | NULL | NULL | Shenzhen Growatt New Energy Technology Co Ltd | Shinelink | Growatt | NULL | Date Added : 02-Nov-20, Reference # : HBS1810, HBS designation : Growatt GBLI 6531 (1 off) w/ Growatt SPA 3000TL BL inverter, Shinelink, Eastron SDM-120 CT-40mA meter, Inverter Capacity (Var) : 3000, Useable capacity (kWh) : 6, BESS manufacturer : NULL, BESS Model # : NULL, Battery System (BS) Manufacturer : Growatt, Battery System (BS) Model # : GBLI 6531, Number of BESS/BS in system : 1, Inverter manufacturer : Shenzhen Growatt New Energy Technology Co Ltd, Inverter model # : Growatt SPA 3000TL BL inverter, Smart controller/meter manufacturer : Eastron, Smart controller/meter model # : SDM-120 CT-40mA, Current sensor manufacturer : LEM, Current sensor model # : TOP 90-S10/SP4, Other major component manufacturer : NULL, Other major component model # : NULL, Other major component manufacturer : Shenzhen Growatt New Energy Technology Co Ltd, Other major component model # : Shinelink, Battery Brand : Growatt, SystemId : NULL
02-Nov-20 | HBS1811 | Growatt GBLI 6531 (2 off) w/ Growatt SPH6000 inverter, Shinelink, Eastron SDM-120 CT-40mA meter | 6000 | 12 | NULL | NULL | Growatt | GBLI 6531 | 2 | Shenzhen Growatt New Energy Technology Co Ltd | Growatt SPH6000 inverter | Eastron | SDM-120 CT-40mA | LEM | TOP 90-S10/SP4 | NULL | NULL | Shenzhen Growatt New Energy Technology Co Ltd | Shinelink | Growatt | NULL | Date Added : 02-Nov-20, Reference # : HBS1811, HBS designation : Growatt GBLI 6531 (2 off) w/ Growatt SPH6000 inverter, Shinelink, Eastron SDM-120 CT-40mA meter, Inverter Capacity (Var) : 6000, Useable capacity (kWh) : 12, BESS manufacturer : NULL, BESS Model # : NULL, Battery System (BS) Manufacturer : Growatt, Battery System (BS) Model # : GBLI 6531, Number of BESS/BS in system : 2, Inverter manufacturer : Shenzhen Growatt New Energy Technology Co Ltd, Inverter model # : Growatt SPH6000 inverter, Smart controller/meter manufacturer : Eastron, Smart controller/meter model # : SDM-120 CT-40mA, Current sensor manufacturer : LEM, Current sensor model # : TOP 90-S10/SP4, Other major component manufacturer : NULL, Other major component model # : NULL, Other major component manufacturer : Shenzhen Growatt New Energy Technology Co Ltd, Other major component model # : Shinelink, Battery Brand : Growatt, SystemId : NULL
02-Nov-20 | HBS1812 | Growatt GBLI 6531 (1 off) w/ Growatt SPH6000 inverter, Shinelink, Eastron SDM-120 CT-40mA meter | 6000 | 6 | NULL | NULL | Growatt | GBLI 6531 | 1 | Shenzhen Growatt New Energy Technology Co Ltd | Growatt SPH6000 inverter | Eastron | SDM-120 CT-40mA | LEM | TOP 90-S10/SP4 | NULL | NULL | Shenzhen Growatt New Energy Technology Co Ltd | Shinelink | Growatt | NULL | Date Added : 02-Nov-20, Reference # : HBS1812, HBS designation : Growatt GBLI 6531 (1 off) w/ Growatt SPH6000 inverter, Shinelink, Eastron SDM-120 CT-40mA meter, Inverter Capacity (Var) : 6000, Useable capacity (kWh) : 6, BESS manufacturer : NULL, BESS Model # : NULL, Battery System (BS) Manufacturer : Growatt, Battery System (BS) Model # : GBLI 6531, Number of BESS/BS in system : 1, Inverter manufacturer : Shenzhen Growatt New Energy Technology Co Ltd, Inverter model # : Growatt SPH6000 inverter, Smart controller/meter manufacturer : Eastron, Smart controller/meter model # : SDM-120 CT-40mA, Current sensor manufacturer : LEM, Current sensor model # : TOP 90-S10/SP4, Other major component manufacturer : NULL, Other major component model # : NULL, Other major component manufacturer : Shenzhen Growatt New Energy Technology Co Ltd, Other major component model # : Shinelink, Battery Brand : Growatt, SystemId : NULL
02-Nov-20 | HBS1813 | Growatt GBLI 6531 (1 off) w/ Growatt SPH5000 inverter, Shinelink, Eastron SDM-630 MCT-40mA meter | 4999 | 6 | NULL | NULL | Growatt | GBLI 6531 | 1 | Shenzhen Growatt New Energy Technology Co Ltd | Growatt SPH5000 inverter | Eastron | SDM-630 MCT-40mA | LEM | TOP 90-S10/SP4 | NULL | NULL | Shenzhen Growatt New Energy Technology Co Ltd | Shinelink | Growatt | NULL | Date Added : 02-Nov-20, Reference # : HBS1813, HBS designation : Growatt GBLI 6531 (1 off) w/ Growatt SPH5000 inverter, Shinelink, Eastron SDM-630 MCT-40mA meter, Inverter Capacity (Var) : 4999, Useable capacity (kWh) : 6, BESS manufacturer : NULL, BESS Model # : NULL, Battery System (BS) Manufacturer : Growatt, Battery System (BS) Model # : GBLI 6531, Number of BESS/BS in system : 1, Inverter manufacturer : Shenzhen Growatt New Energy Technology Co Ltd, Inverter model # : Growatt SPH5000 inverter, Smart controller/meter manufacturer : Eastron, Smart controller/meter model # : SDM-630 MCT-40mA, Current sensor manufacturer : LEM, Current sensor model # : TOP 90-S10/SP4, Other major component manufacturer : NULL, Other major component model # : NULL, Other major component manufacturer : Shenzhen Growatt New Energy Technology Co Ltd, Other major component model # : Shinelink, Battery Brand : Growatt, SystemId : NULL
02-Nov-20 | HBS1814 | Growatt GBLI 6531 (2 off) w/ Growatt SPH5000 inverter, Shinelink, Eastron SDM-630 MCT-40mA meter | 4999 | 12 | NULL | NULL | Growatt | GBLI 6531 | 2 | Shenzhen Growatt New Energy Technology Co Ltd | Growatt SPH5000 inverter | Eastron | SDM-630 MCT-40mA | LEM | TOP 90-S10/SP4 | NULL | NULL | Shenzhen Growatt New Energy Technology Co Ltd | Shinelink | Growatt | NULL | Date Added : 02-Nov-20, Reference # : HBS1814, HBS designation : Growatt GBLI 6531 (2 off) w/ Growatt SPH5000 inverter, Shinelink, Eastron SDM-630 MCT-40mA meter, Inverter Capacity (Var) : 4999, Useable capacity (kWh) : 12, BESS manufacturer : NULL, BESS Model # : NULL, Battery System (BS) Manufacturer : Growatt, Battery System (BS) Model # : GBLI 6531, Number of BESS/BS in system : 2, Inverter manufacturer : Shenzhen Growatt New Energy Technology Co Ltd, Inverter model # : Growatt SPH5000 inverter, Smart controller/meter manufacturer : Eastron, Smart controller/meter model # : SDM-630 MCT-40mA, Current sensor manufacturer : LEM, Current sensor model # : TOP 90-S10/SP4, Other major component manufacturer : NULL, Other major component model # : NULL, Other major component manufacturer : Shenzhen Growatt New Energy Technology Co Ltd, Other major component model # : Shinelink, Battery Brand : Growatt, SystemId : NULL
02-Nov-20 | HBS1815 | Growatt GBLI 6531 (1 off) w/ Growatt SPH6000 inverter, Shinelink, Eastron SDM-630 MCT-40mA meter | 6000 | 6 | NULL | NULL | Growatt | GBLI 6531 | 1 | Shenzhen Growatt New Energy Technology Co Ltd | Growatt SPH6000 inverter | Eastron | SDM-630 MCT-40mA | LEM | TOP 90-S10/SP4 | NULL | NULL | Shenzhen Growatt New Energy Technology Co Ltd | Shinelink | Growatt | NULL | Date Added : 02-Nov-20, Reference # : HBS1815, HBS designation : Growatt GBLI 6531 (1 off) w/ Growatt SPH6000 inverter, Shinelink, Eastron SDM-630 MCT-40mA meter, Inverter Capacity (Var) : 6000, Useable capacity (kWh) : 6, BESS manufacturer : NULL, BESS Model # : NULL, Battery System (BS) Manufacturer : Growatt, Battery System (BS) Model # : GBLI 6531, Number of BESS/BS in system : 1, Inverter manufacturer : Shenzhen Growatt New Energy Technology Co Ltd, Inverter model # : Growatt SPH6000 inverter, Smart controller/meter manufacturer : Eastron, Smart controller/meter model # : SDM-630 MCT-40mA, Current sensor manufacturer : LEM, Current sensor model # : TOP 90-S10/SP4, Other major component manufacturer : NULL, Other major component model # : NULL, Other major component manufacturer : Shenzhen Growatt New Energy Technology Co Ltd, Other major component model # : Shinelink, Battery Brand : Growatt, SystemId : NULL
02-Nov-20 | HBS1816 | Growatt GBLI 6531 (2 off) w/ Growatt SPH6000 inverter, Shinelink, Eastron SDM-630 MCT-40mA meter | 6000 | 12 | NULL | NULL | Growatt | GBLI 6531 | 2 | Shenzhen Growatt New Energy Technology Co Ltd | Growatt SPH6000 inverter | Eastron | SDM-630 MCT-40mA | LEM | TOP 90-S10/SP4 | NULL | NULL | Shenzhen Growatt New Energy Technology Co Ltd | Shinelink | Growatt | NULL | Date Added : 02-Nov-20, Reference # : HBS1816, HBS designation : Growatt GBLI 6531 (2 off) w/ Growatt SPH6000 inverter, Shinelink, Eastron SDM-630 MCT-40mA meter, Inverter Capacity (Var) : 6000, Useable capacity (kWh) : 12, BESS manufacturer : NULL, BESS Model # : NULL, Battery System (BS) Manufacturer : Growatt, Battery System (BS) Model # : GBLI 6531, Number of BESS/BS in system : 2, Inverter manufacturer : Shenzhen Growatt New Energy Technology Co Ltd, Inverter model # : Growatt SPH6000 inverter, Smart controller/meter manufacturer : Eastron, Smart controller/meter model # : SDM-630 MCT-40mA, Current sensor manufacturer : LEM, Current sensor model # : TOP 90-S10/SP4, Other major component manufacturer : NULL, Other major component model # : NULL, Other major component manufacturer : Shenzhen Growatt New Energy Technology Co Ltd, Other major component model # : Shinelink, Battery Brand : Growatt, SystemId : NULL
02-Nov-20 | HBS1817 | Growatt GBLI 6531 (1 off) w/ Growatt SPA 3000TL BL inverter, Shinelink, Eastron SDM-630 MCT-40mA meter | 3000 | 6 | NULL | NULL | Growatt | GBLI 6531 | 1 | Shenzhen Growatt New Energy Technology Co Ltd | Growatt SPA 3000TL BL inverter | Eastron | SDM-630 MCT-40mA | LEM | TOP 90-S10/SP4 | NULL | NULL | Shenzhen Growatt New Energy Technology Co Ltd | Shinelink | Growatt | NULL | Date Added : 02-Nov-20, Reference # : HBS1817, HBS designation : Growatt GBLI 6531 (1 off) w/ Growatt SPA 3000TL BL inverter, Shinelink, Eastron SDM-630 MCT-40mA meter, Inverter Capacity (Var) : 3000, Useable capacity (kWh) : 6, BESS manufacturer : NULL, BESS Model # : NULL, Battery System (BS) Manufacturer : Growatt, Battery System (BS) Model # : GBLI 6531, Number of BESS/BS in system : 1, Inverter manufacturer : Shenzhen Growatt New Energy Technology Co Ltd, Inverter model # : Growatt SPA 3000TL BL inverter, Smart controller/meter manufacturer : Eastron, Smart controller/meter model # : SDM-630 MCT-40mA, Current sensor manufacturer : LEM, Current sensor model # : TOP 90-S10/SP4, Other major component manufacturer : NULL, Other major component model # : NULL, Other major component manufacturer : Shenzhen Growatt New Energy Technology Co Ltd, Other major component model # : Shinelink, Battery Brand : Growatt, SystemId : NULL
02-Nov-20 | HBS1818 | Growatt GBLI 6531 (2 off) w/ Growatt SPA 3000TL BL inverter, Shinelink, Eastron SDM-630 MCT-40mA meter | 3000 | 12 | NULL | NULL | Growatt | GBLI 6531 | 2 | Shenzhen Growatt New Energy Technology Co Ltd | Growatt SPA 3000TL BL inverter | Eastron | SDM-630 MCT-40mA | LEM | TOP 90-S10/SP4 | NULL | NULL | Shenzhen Growatt New Energy Technology Co Ltd | Shinelink | Growatt | NULL | Date Added : 02-Nov-20, Reference # : HBS1818, HBS designation : Growatt GBLI 6531 (2 off) w/ Growatt SPA 3000TL BL inverter, Shinelink, Eastron SDM-630 MCT-40mA meter, Inverter Capacity (Var) : 3000, Useable capacity (kWh) : 12, BESS manufacturer : NULL, BESS Model # : NULL, Battery System (BS) Manufacturer : Growatt, Battery System (BS) Model # : GBLI 6531, Number of BESS/BS in system : 2, Inverter manufacturer : Shenzhen Growatt New Energy Technology Co Ltd, Inverter model # : Growatt SPA 3000TL BL inverter, Smart controller/meter manufacturer : Eastron, Smart controller/meter model # : SDM-630 MCT-40mA, Current sensor manufacturer : LEM, Current sensor model # : TOP 90-S10/SP4, Other major component manufacturer : NULL, Other major component model # : NULL, Other major component manufacturer : Shenzhen Growatt New Energy Technology Co Ltd, Other major component model # : Shinelink, Battery Brand : Growatt, SystemId : NULL
02-Nov-20 | HBS1843 | BYD Battery-Box Premium HVS 5.1/5.12kWh (1 off) w/ Fronius Symo GEN24 6.0 Plus inverter, SwitchDin 'smart controller' | NULL | 5.1 | NULL | NULL | BYD | Battery-Box Premium HVS 5.1/5.12kWh | 1 | Fronius | Symo GEN24 6.0 Plus | SwitchDin | Droplet | NULL | NULL | NULL | NULL | NULL | NULL | BYD | NULL | Date Added : 02-Nov-20, Reference # : HBS1843, HBS designation : BYD Battery-Box Premium HVS 5.1/5.12kWh (1 off) w/ Fronius Symo GEN24 6.0 Plus inverter, SwitchDin 'smart controller', Inverter Capacity (Var) : NULL, Useable capacity (kWh) : 5.1, BESS manufacturer : NULL, BESS Model # : NULL, Battery System (BS) Manufacturer : BYD, Battery System (BS) Model # : Battery-Box Premium HVS 5.1/5.12kWh, Number of BESS/BS in system : 1, Inverter manufacturer : Fronius, Inverter model # : Symo GEN24 6.0 Plus, Smart controller/meter manufacturer : SwitchDin, Smart controller/meter model # : Droplet, Current sensor manufacturer : NULL, Current sensor model # : NULL, Other major component manufacturer : NULL, Other major component model # : NULL, Other major component manufacturer : NULL, Other major component model # : NULL, Battery Brand : BYD, SystemId : NULL
02-Nov-20 | HBS1844 | BYD Battery-Box Premium HVS 7.7/7.68kWh (1 off) w/ Fronius Symo GEN24 6.0 Plus inverter, SwitchDin 'smart controller' | NULL | 7.7 | NULL | NULL | BYD | Battery-Box Premium HVS 7.7/7.68kWh | 1 | Fronius | Symo GEN24 6.0 Plus | SwitchDin | Droplet | NULL | NULL | NULL | NULL | NULL | NULL | BYD | NULL | Date Added : 02-Nov-20, Reference # : HBS1844, HBS designation : BYD Battery-Box Premium HVS 7.7/7.68kWh (1 off) w/ Fronius Symo GEN24 6.0 Plus inverter, SwitchDin 'smart controller', Inverter Capacity (Var) : NULL, Useable capacity (kWh) : 7.7, BESS manufacturer : NULL, BESS Model # : NULL, Battery System (BS) Manufacturer : BYD, Battery System (BS) Model # : Battery-Box Premium HVS 7.7/7.68kWh, Number of BESS/BS in system : 1, Inverter manufacturer : Fronius, Inverter model # : Symo GEN24 6.0 Plus, Smart controller/meter manufacturer : SwitchDin, Smart controller/meter model # : Droplet, Current sensor manufacturer : NULL, Current sensor model # : NULL, Other major component manufacturer : NULL, Other major component model # : NULL, Other major component manufacturer : NULL, Other major component model # : NULL, Battery Brand : BYD, SystemId : NULL
02-Nov-20 | HBS1845 | BYD Battery-Box Premium HVS 10.2/10.24kWh (1 off) w/ Fronius Symo GEN24 6.0 Plus inverter, SwitchDin 'smart controller' | NULL | 10.2 | NULL | NULL | BYD | Battery-Box Premium HVS 10.2/10.24kWh | 1 | Fronius | Symo GEN24 6.0 Plus | SwitchDin | Droplet | NULL | NULL | NULL | NULL | NULL | NULL | BYD | NULL | Date Added : 02-Nov-20, Reference # : HBS1845, HBS designation : BYD Battery-Box Premium HVS 10.2/10.24kWh (1 off) w/ Fronius Symo GEN24 6.0 Plus inverter, SwitchDin 'smart controller', Inverter Capacity (Var) : NULL, Useable capacity (kWh) : 10.2, BESS manufacturer : NULL, BESS Model # : NULL, Battery System (BS) Manufacturer : BYD, Battery System (BS) Model # : Battery-Box Premium HVS 10.2/10.24kWh, Number of BESS/BS in system : 1, Inverter manufacturer : Fronius, Inverter model # : Symo GEN24 6.0 Plus, Smart controller/meter manufacturer : SwitchDin, Smart controller/meter model # : Droplet, Current sensor manufacturer : NULL, Current sensor model # : NULL, Other major component manufacturer : NULL, Other major component model # : NULL, Other major component manufacturer : NULL, Other major component model # : NULL, Battery Brand : BYD, SystemId : NULL
02-Nov-20 | HBS1846 | BYD Battery-Box Premium HVS 5.1/5.12kWh (2 off) w/ Fronius Symo GEN24 6.0 Plus inverter, SwitchDin 'smart controller' | NULL | 10.2 | NULL | NULL | BYD | Battery-Box Premium HVS 5.1/5.12kWh | 2 | Fronius | Symo GEN24 6.0 Plus | SwitchDin | Droplet | NULL | NULL | NULL | NULL | NULL | NULL | BYD | NULL | Date Added : 02-Nov-20, Reference # : HBS1846, HBS designation : BYD Battery-Box Premium HVS 5.1/5.12kWh (2 off) w/ Fronius Symo GEN24 6.0 Plus inverter, SwitchDin 'smart controller', Inverter Capacity (Var) : NULL, Useable capacity (kWh) : 10.2, BESS manufacturer : NULL, BESS Model # : NULL, Battery System (BS) Manufacturer : BYD, Battery System (BS) Model # : Battery-Box Premium HVS 5.1/5.12kWh, Number of BESS/BS in system : 2, Inverter manufacturer : Fronius, Inverter model # : Symo GEN24 6.0 Plus, Smart controller/meter manufacturer : SwitchDin, Smart controller/meter model # : Droplet, Current sensor manufacturer : NULL, Current sensor model # : NULL, Other major component manufacturer : NULL, Other major component model # : NULL, Other major component manufacturer : NULL, Other major component model # : NULL, Battery Brand : BYD, SystemId : NULL
02-Nov-20 | HBS1847 | BYD Battery-Box Premium HVS 7.7/7.68kWh (2 off) w/ Fronius Symo GEN24 6.0 Plus inverter, SwitchDin 'smart controller' | NULL | 15.4 | NULL | NULL | BYD | Battery-Box Premium HVS 7.7/7.68kWh | 2 | Fronius | Symo GEN24 6.0 Plus | SwitchDin | Droplet | NULL | NULL | NULL | NULL | NULL | NULL | BYD | NULL | Date Added : 02-Nov-20, Reference # : HBS1847, HBS designation : BYD Battery-Box Premium HVS 7.7/7.68kWh (2 off) w/ Fronius Symo GEN24 6.0 Plus inverter, SwitchDin 'smart controller', Inverter Capacity (Var) : NULL, Useable capacity (kWh) : 15.4, BESS manufacturer : NULL, BESS Model # : NULL, Battery System (BS) Manufacturer : BYD, Battery System (BS) Model # : Battery-Box Premium HVS 7.7/7.68kWh, Number of BESS/BS in system : 2, Inverter manufacturer : Fronius, Inverter model # : Symo GEN24 6.0 Plus, Smart controller/meter manufacturer : SwitchDin, Smart controller/meter model # : Droplet, Current sensor manufacturer : NULL, Current sensor model # : NULL, Other major component manufacturer : NULL, Other major component model # : NULL, Other major component manufacturer : NULL, Other major component model # : NULL, Battery Brand : BYD, SystemId : NULL
02-Nov-20 | HBS1848 | BYD Battery-Box Premium HVS 10.2/10.24kWh (2 off) w/ Fronius Symo GEN24 6.0 Plus inverter, SwitchDin 'smart controller' | NULL | 20.4 | NULL | NULL | BYD | Battery-Box Premium HVS 10.2/10.24kWh | 2 | Fronius | Symo GEN24 6.0 Plus | SwitchDin | Droplet | NULL | NULL | NULL | NULL | NULL | NULL | BYD | NULL | Date Added : 02-Nov-20, Reference # : HBS1848, HBS designation : BYD Battery-Box Premium HVS 10.2/10.24kWh (2 off) w/ Fronius Symo GEN24 6.0 Plus inverter, SwitchDin 'smart controller', Inverter Capacity (Var) : NULL, Useable capacity (kWh) : 20.4, BESS manufacturer : NULL, BESS Model # : NULL, Battery System (BS) Manufacturer : BYD, Battery System (BS) Model # : Battery-Box Premium HVS 10.2/10.24kWh, Number of BESS/BS in system : 2, Inverter manufacturer : Fronius, Inverter model # : Symo GEN24 6.0 Plus, Smart controller/meter manufacturer : SwitchDin, Smart controller/meter model # : Droplet, Current sensor manufacturer : NULL, Current sensor model # : NULL, Other major component manufacturer : NULL, Other major component model # : NULL, Other major component manufacturer : NULL, Other major component model # : NULL, Battery Brand : BYD, SystemId : NULL
02-Nov-20 | HBS1849 | BYD Battery-Box Premium HVS 5.1/5.12kWh (3 off) w/ Fronius Symo GEN24 6.0 Plus inverter, SwitchDin 'smart controller' | NULL | 15.3 | NULL | NULL | BYD | Battery-Box Premium HVS 5.1/5.12kWh | 3 | Fronius | Symo GEN24 6.0 Plus | SwitchDin | Droplet | NULL | NULL | NULL | NULL | NULL | NULL | BYD | NULL | Date Added : 02-Nov-20, Reference # : HBS1849, HBS designation : BYD Battery-Box Premium HVS 5.1/5.12kWh (3 off) w/ Fronius Symo GEN24 6.0 Plus inverter, SwitchDin 'smart controller', Inverter Capacity (Var) : NULL, Useable capacity (kWh) : 15.3, BESS manufacturer : NULL, BESS Model # : NULL, Battery System (BS) Manufacturer : BYD, Battery System (BS) Model # : Battery-Box Premium HVS 5.1/5.12kWh, Number of BESS/BS in system : 3, Inverter manufacturer : Fronius, Inverter model # : Symo GEN24 6.0 Plus, Smart controller/meter manufacturer : SwitchDin, Smart controller/meter model # : Droplet, Current sensor manufacturer : NULL, Current sensor model # : NULL, Other major component manufacturer : NULL, Other major component model # : NULL, Other major component manufacturer : NULL, Other major component model # : NULL, Battery Brand : BYD, SystemId : NULL
02-Nov-20 | HBS1850 | BYD Battery-Box Premium HVS 7.7/7.68kWh (3 off) w/ Fronius Symo GEN24 6.0 Plus inverter, SwitchDin 'smart controller' | NULL | 23.1 | NULL | NULL | BYD | Battery-Box Premium HVS 7.7/7.68kWh | 3 | Fronius | Symo GEN24 6.0 Plus | SwitchDin | Droplet | NULL | NULL | NULL | NULL | NULL | NULL | BYD | NULL | Date Added : 02-Nov-20, Reference # : HBS1850, HBS designation : BYD Battery-Box Premium HVS 7.7/7.68kWh (3 off) w/ Fronius Symo GEN24 6.0 Plus inverter, SwitchDin 'smart controller', Inverter Capacity (Var) : NULL, Useable capacity (kWh) : 23.1, BESS manufacturer : NULL, BESS Model # : NULL, Battery System (BS) Manufacturer : BYD, Battery System (BS) Model # : Battery-Box Premium HVS 7.7/7.68kWh, Number of BESS/BS in system : 3, Inverter manufacturer : Fronius, Inverter model # : Symo GEN24 6.0 Plus, Smart controller/meter manufacturer : SwitchDin, Smart controller/meter model # : Droplet, Current sensor manufacturer : NULL, Current sensor model # : NULL, Other major component manufacturer : NULL, Other major component model # : NULL, Other major component manufacturer : NULL, Other major component model # : NULL, Battery Brand : BYD, SystemId : NULL
02-Nov-20 | HBS1851 | BYD Battery-Box Premium HVS 10.2/10.24kWh (3 off) w/ Fronius Symo GEN24 6.0 Plus inverter, SwitchDin 'smart controller' | NULL | 30.6 | NULL | NULL | BYD | Battery-Box Premium HVS 10.2/10.24kWh | 3 | Fronius | Symo GEN24 6.0 Plus | SwitchDin | Droplet | NULL | NULL | NULL | NULL | NULL | NULL | BYD | NULL | Date Added : 02-Nov-20, Reference # : HBS1851, HBS designation : BYD Battery-Box Premium HVS 10.2/10.24kWh (3 off) w/ Fronius Symo GEN24 6.0 Plus inverter, SwitchDin 'smart controller', Inverter Capacity (Var) : NULL, Useable capacity (kWh) : 30.6, BESS manufacturer : NULL, BESS Model # : NULL, Battery System (BS) Manufacturer : BYD, Battery System (BS) Model # : Battery-Box Premium HVS 10.2/10.24kWh, Number of BESS/BS in system : 3, Inverter manufacturer : Fronius, Inverter model # : Symo GEN24 6.0 Plus, Smart controller/meter manufacturer : SwitchDin, Smart controller/meter model # : Droplet, Current sensor manufacturer : NULL, Current sensor model # : NULL, Other major component manufacturer : NULL, Other major component model # : NULL, Other major component manufacturer : NULL, Other major component model # : NULL, Battery Brand : BYD, SystemId : NULL
02-Nov-20 | HBS1852 | BYD Battery-Box Premium HVM 11.0/11.04kWh (1 off) w/ Fronius Symo GEN24 6.0 Plus inverter, SwitchDin 'smart controller' | NULL | 11 | NULL | NULL | BYD | Battery-Box Premium HVM 11.0/11.04kWh | 1 | Fronius | Symo GEN24 6.0 Plus | SwitchDin | Droplet | NULL | NULL | NULL | NULL | NULL | NULL | BYD | NULL | Date Added : 02-Nov-20, Reference # : HBS1852, HBS designation : BYD Battery-Box Premium HVM 11.0/11.04kWh (1 off) w/ Fronius Symo GEN24 6.0 Plus inverter, SwitchDin 'smart controller', Inverter Capacity (Var) : NULL, Useable capacity (kWh) : 11, BESS manufacturer : NULL, BESS Model # : NULL, Battery System (BS) Manufacturer : BYD, Battery System (BS) Model # : Battery-Box Premium HVM 11.0/11.04kWh, Number of BESS/BS in system : 1, Inverter manufacturer : Fronius, Inverter model # : Symo GEN24 6.0 Plus, Smart controller/meter manufacturer : SwitchDin, Smart controller/meter model # : Droplet, Current sensor manufacturer : NULL, Current sensor model # : NULL, Other major component manufacturer : NULL, Other major component model # : NULL, Other major component manufacturer : NULL, Other major component model # : NULL, Battery Brand : BYD, SystemId : NULL
02-Nov-20 | HBS1853 | BYD Battery-Box Premium HVM 13.8/13.8kWh (1 off) w/ Fronius Symo GEN24 6.0 Plus inverter, SwitchDin 'smart controller' | NULL | 13.8 | NULL | NULL | BYD | Battery-Box Premium HVM 13.8/13.8kWh | 1 | Fronius | Symo GEN24 6.0 Plus | SwitchDin | Droplet | NULL | NULL | NULL | NULL | NULL | NULL | BYD | NULL | Date Added : 02-Nov-20, Reference # : HBS1853, HBS designation : BYD Battery-Box Premium HVM 13.8/13.8kWh (1 off) w/ Fronius Symo GEN24 6.0 Plus inverter, SwitchDin 'smart controller', Inverter Capacity (Var) : NULL, Useable capacity (kWh) : 13.8, BESS manufacturer : NULL, BESS Model # : NULL, Battery System (BS) Manufacturer : BYD, Battery System (BS) Model # : Battery-Box Premium HVM 13.8/13.8kWh, Number of BESS/BS in system : 1, Inverter manufacturer : Fronius, Inverter model # : Symo GEN24 6.0 Plus, Smart controller/meter manufacturer : SwitchDin, Smart controller/meter model # : Droplet, Current sensor manufacturer : NULL, Current sensor model # : NULL, Other major component manufacturer : NULL, Other major component model # : NULL, Other major component manufacturer : NULL, Other major component model # : NULL, Battery Brand : BYD, SystemId : NULL
02-Nov-20 | HBS1854 | BYD Battery-Box Premium HVM 16.6/16.54kWh (1 off) w/ Fronius Symo GEN24 6.0 Plus inverter, SwitchDin 'smart controller' | NULL | 16.6 | NULL | NULL | BYD | Battery-Box Premium HVM 16.6/16.54kWh | 1 | Fronius | Symo GEN24 6.0 Plus | SwitchDin | Droplet | NULL | NULL | NULL | NULL | NULL | NULL | BYD | NULL | Date Added : 02-Nov-20, Reference # : HBS1854, HBS designation : BYD Battery-Box Premium HVM 16.6/16.54kWh (1 off) w/ Fronius Symo GEN24 6.0 Plus inverter, SwitchDin 'smart controller', Inverter Capacity (Var) : NULL, Useable capacity (kWh) : 16.6, BESS manufacturer : NULL, BESS Model # : NULL, Battery System (BS) Manufacturer : BYD, Battery System (BS) Model # : Battery-Box Premium HVM 16.6/16.54kWh, Number of BESS/BS in system : 1, Inverter manufacturer : Fronius, Inverter model # : Symo GEN24 6.0 Plus, Smart controller/meter manufacturer : SwitchDin, Smart controller/meter model # : Droplet, Current sensor manufacturer : NULL, Current sensor model # : NULL, Other major component manufacturer : NULL, Other major component model # : NULL, Other major component manufacturer : NULL, Other major component model # : NULL, Battery Brand : BYD, SystemId : NULL
02-Nov-20 | HBS1855 | BYD Battery-Box Premium HVM 19.3/19.32kWh (1 off) w/ Fronius Symo GEN24 6.0 Plus inverter, SwitchDin 'smart controller' | NULL | 19.3 | NULL | NULL | BYD | Battery-Box Premium HVM 19.3/19.32kWh | 1 | Fronius | Symo GEN24 6.0 Plus | SwitchDin | Droplet | NULL | NULL | NULL | NULL | NULL | NULL | BYD | NULL | Date Added : 02-Nov-20, Reference # : HBS1855, HBS designation : BYD Battery-Box Premium HVM 19.3/19.32kWh (1 off) w/ Fronius Symo GEN24 6.0 Plus inverter, SwitchDin 'smart controller', Inverter Capacity (Var) : NULL, Useable capacity (kWh) : 19.3, BESS manufacturer : NULL, BESS Model # : NULL, Battery System (BS) Manufacturer : BYD, Battery System (BS) Model # : Battery-Box Premium HVM 19.3/19.32kWh, Number of BESS/BS in system : 1, Inverter manufacturer : Fronius, Inverter model # : Symo GEN24 6.0 Plus, Smart controller/meter manufacturer : SwitchDin, Smart controller/meter model # : Droplet, Current sensor manufacturer : NULL, Current sensor model # : NULL, Other major component manufacturer : NULL, Other major component model # : NULL, Other major component manufacturer : NULL, Other major component model # : NULL, Battery Brand : BYD, SystemId : NULL
02-Nov-20 | HBS1856 | BYD Battery-Box Premium HVM 22.1/22.08kWh (1 off) w/ Fronius Symo GEN24 6.0 Plus inverter, SwitchDin 'smart controller' | NULL | 22.1 | NULL | NULL | BYD | Battery-Box Premium HVM 22.1/22.08kWh | 1 | Fronius | Symo GEN24 6.0 Plus | SwitchDin | Droplet | NULL | NULL | NULL | NULL | NULL | NULL | BYD | NULL | Date Added : 02-Nov-20, Reference # : HBS1856, HBS designation : BYD Battery-Box Premium HVM 22.1/22.08kWh (1 off) w/ Fronius Symo GEN24 6.0 Plus inverter, SwitchDin 'smart controller', Inverter Capacity (Var) : NULL, Useable capacity (kWh) : 22.1, BESS manufacturer : NULL, BESS Model # : NULL, Battery System (BS) Manufacturer : BYD, Battery System (BS) Model # : Battery-Box Premium HVM 22.1/22.08kWh, Number of BESS/BS in system : 1, Inverter manufacturer : Fronius, Inverter model # : Symo GEN24 6.0 Plus, Smart controller/meter manufacturer : SwitchDin, Smart controller/meter model # : Droplet, Current sensor manufacturer : NULL, Current sensor model # : NULL, Other major component manufacturer : NULL, Other major component model # : NULL, Other major component manufacturer : NULL, Other major component model # : NULL, Battery Brand : BYD, SystemId : NULL
02-Nov-20 | HBS1857 | BYD Battery-Box Premium HVM 11.0/11.04kWh (2 off) w/ Fronius Symo GEN24 6.0 Plus inverter, SwitchDin 'smart controller' | NULL | 22 | NULL | NULL | BYD | Battery-Box Premium HVM 11.0/11.04kWh | 2 | Fronius | Symo GEN24 6.0 Plus | SwitchDin | Droplet | NULL | NULL | NULL | NULL | NULL | NULL | BYD | NULL | Date Added : 02-Nov-20, Reference # : HBS1857, HBS designation : BYD Battery-Box Premium HVM 11.0/11.04kWh (2 off) w/ Fronius Symo GEN24 6.0 Plus inverter, SwitchDin 'smart controller', Inverter Capacity (Var) : NULL, Useable capacity (kWh) : 22, BESS manufacturer : NULL, BESS Model # : NULL, Battery System (BS) Manufacturer : BYD, Battery System (BS) Model # : Battery-Box Premium HVM 11.0/11.04kWh, Number of BESS/BS in system : 2, Inverter manufacturer : Fronius, Inverter model # : Symo GEN24 6.0 Plus, Smart controller/meter manufacturer : SwitchDin, Smart controller/meter model # : Droplet, Current sensor manufacturer : NULL, Current sensor model # : NULL, Other major component manufacturer : NULL, Other major component model # : NULL, Other major component manufacturer : NULL, Other major component model # : NULL, Battery Brand : BYD, SystemId : NULL
02-Nov-20 | HBS1858 | BYD Battery-Box Premium HVM 13.8/13.8kWh (2 off) w/ Fronius Symo GEN24 6.0 Plus inverter, SwitchDin 'smart controller' | NULL | 27.6 | NULL | NULL | BYD | Battery-Box Premium HVM 13.8/13.8kWh | 2 | Fronius | Symo GEN24 6.0 Plus | SwitchDin | Droplet | NULL | NULL | NULL | NULL | NULL | NULL | BYD | NULL | Date Added : 02-Nov-20, Reference # : HBS1858, HBS designation : BYD Battery-Box Premium HVM 13.8/13.8kWh (2 off) w/ Fronius Symo GEN24 6.0 Plus inverter, SwitchDin 'smart controller', Inverter Capacity (Var) : NULL, Useable capacity (kWh) : 27.6, BESS manufacturer : NULL, BESS Model # : NULL, Battery System (BS) Manufacturer : BYD, Battery System (BS) Model # : Battery-Box Premium HVM 13.8/13.8kWh, Number of BESS/BS in system : 2, Inverter manufacturer : Fronius, Inverter model # : Symo GEN24 6.0 Plus, Smart controller/meter manufacturer : SwitchDin, Smart controller/meter model # : Droplet, Current sensor manufacturer : NULL, Current sensor model # : NULL, Other major component manufacturer : NULL, Other major component model # : NULL, Other major component manufacturer : NULL, Other major component model # : NULL, Battery Brand : BYD, SystemId : NULL
02-Nov-20 | HBS1859 | BYD Battery-Box Premium HVM 16.6/16.54kWh (2 off) w/ Fronius Symo GEN24 6.0 Plus inverter, SwitchDin 'smart controller' | NULL | 33.2 | NULL | NULL | BYD | Battery-Box Premium HVM 16.6/16.54kWh | 2 | Fronius | Symo GEN24 6.0 Plus | SwitchDin | Droplet | NULL | NULL | NULL | NULL | NULL | NULL | BYD | NULL | Date Added : 02-Nov-20, Reference # : HBS1859, HBS designation : BYD Battery-Box Premium HVM 16.6/16.54kWh (2 off) w/ Fronius Symo GEN24 6.0 Plus inverter, SwitchDin 'smart controller', Inverter Capacity (Var) : NULL, Useable capacity (kWh) : 33.2, BESS manufacturer : NULL, BESS Model # : NULL, Battery System (BS) Manufacturer : BYD, Battery System (BS) Model # : Battery-Box Premium HVM 16.6/16.54kWh, Number of BESS/BS in system : 2, Inverter manufacturer : Fronius, Inverter model # : Symo GEN24 6.0 Plus, Smart controller/meter manufacturer : SwitchDin, Smart controller/meter model # : Droplet, Current sensor manufacturer : NULL, Current sensor model # : NULL, Other major component manufacturer : NULL, Other major component model # : NULL, Other major component manufacturer : NULL, Other major component model # : NULL, Battery Brand : BYD, SystemId : NULL
02-Nov-20 | HBS1860 | BYD Battery-Box Premium HVM 19.3/19.32kWh (2 off) w/ Fronius Symo GEN24 6.0 Plus inverter, SwitchDin 'smart controller' | NULL | 38.6 | NULL | NULL | BYD | Battery-Box Premium HVM 19.3/19.32kWh | 2 | Fronius | Symo GEN24 6.0 Plus | SwitchDin | Droplet | NULL | NULL | NULL | NULL | NULL | NULL | BYD | NULL | Date Added : 02-Nov-20, Reference # : HBS1860, HBS designation : BYD Battery-Box Premium HVM 19.3/19.32kWh (2 off) w/ Fronius Symo GEN24 6.0 Plus inverter, SwitchDin 'smart controller', Inverter Capacity (Var) : NULL, Useable capacity (kWh) : 38.6, BESS manufacturer : NULL, BESS Model # : NULL, Battery System (BS) Manufacturer : BYD, Battery System (BS) Model # : Battery-Box Premium HVM 19.3/19.32kWh, Number of BESS/BS in system : 2, Inverter manufacturer : Fronius, Inverter model # : Symo GEN24 6.0 Plus, Smart controller/meter manufacturer : SwitchDin, Smart controller/meter model # : Droplet, Current sensor manufacturer : NULL, Current sensor model # : NULL, Other major component manufacturer : NULL, Other major component model # : NULL, Other major component manufacturer : NULL, Other major component model # : NULL, Battery Brand : BYD, SystemId : NULL
02-Nov-20 | HBS1861 | BYD Battery-Box Premium HVM 22.1/22.08kWh (2 off) w/ Fronius Symo GEN24 6.0 Plus inverter, SwitchDin 'smart controller' | NULL | 44.2 | NULL | NULL | BYD | Battery-Box Premium HVM 22.1/22.08kWh | 2 | Fronius | Symo GEN24 6.0 Plus | SwitchDin | Droplet | NULL | NULL | NULL | NULL | NULL | NULL | BYD | NULL | Date Added : 02-Nov-20, Reference # : HBS1861, HBS designation : BYD Battery-Box Premium HVM 22.1/22.08kWh (2 off) w/ Fronius Symo GEN24 6.0 Plus inverter, SwitchDin 'smart controller', Inverter Capacity (Var) : NULL, Useable capacity (kWh) : 44.2, BESS manufacturer : NULL, BESS Model # : NULL, Battery System (BS) Manufacturer : BYD, Battery System (BS) Model # : Battery-Box Premium HVM 22.1/22.08kWh, Number of BESS/BS in system : 2, Inverter manufacturer : Fronius, Inverter model # : Symo GEN24 6.0 Plus, Smart controller/meter manufacturer : SwitchDin, Smart controller/meter model # : Droplet, Current sensor manufacturer : NULL, Current sensor model # : NULL, Other major component manufacturer : NULL, Other major component model # : NULL, Other major component manufacturer : NULL, Other major component model # : NULL, Battery Brand : BYD, SystemId : NULL
02-Nov-20 | HBS1862 | BYD Battery-Box Premium HVM 11.0/11.04kWh (3 off) w/ Fronius Symo GEN24 6.0 Plus inverter, SwitchDin 'smart controller' | NULL | 33 | NULL | NULL | BYD | Battery-Box Premium HVM 11.0/11.04kWh | 3 | Fronius | Symo GEN24 6.0 Plus | SwitchDin | Droplet | NULL | NULL | NULL | NULL | NULL | NULL | BYD | NULL | Date Added : 02-Nov-20, Reference # : HBS1862, HBS designation : BYD Battery-Box Premium HVM 11.0/11.04kWh (3 off) w/ Fronius Symo GEN24 6.0 Plus inverter, SwitchDin 'smart controller', Inverter Capacity (Var) : NULL, Useable capacity (kWh) : 33, BESS manufacturer : NULL, BESS Model # : NULL, Battery System (BS) Manufacturer : BYD, Battery System (BS) Model # : Battery-Box Premium HVM 11.0/11.04kWh, Number of BESS/BS in system : 3, Inverter manufacturer : Fronius, Inverter model # : Symo GEN24 6.0 Plus, Smart controller/meter manufacturer : SwitchDin, Smart controller/meter model # : Droplet, Current sensor manufacturer : NULL, Current sensor model # : NULL, Other major component manufacturer : NULL, Other major component model # : NULL, Other major component manufacturer : NULL, Other major component model # : NULL, Battery Brand : BYD, SystemId : NULL
02-Nov-20 | HBS1863 | BYD Battery-Box Premium HVM 13.8/13.8kWh (3 off) w/ Fronius Symo GEN24 6.0 Plus inverter, SwitchDin 'smart controller' | NULL | 41.4 | NULL | NULL | BYD | Battery-Box Premium HVM 13.8/13.8kWh | 3 | Fronius | Symo GEN24 6.0 Plus | SwitchDin | Droplet | NULL | NULL | NULL | NULL | NULL | NULL | BYD | NULL | Date Added : 02-Nov-20, Reference # : HBS1863, HBS designation : BYD Battery-Box Premium HVM 13.8/13.8kWh (3 off) w/ Fronius Symo GEN24 6.0 Plus inverter, SwitchDin 'smart controller', Inverter Capacity (Var) : NULL, Useable capacity (kWh) : 41.4, BESS manufacturer : NULL, BESS Model # : NULL, Battery System (BS) Manufacturer : BYD, Battery System (BS) Model # : Battery-Box Premium HVM 13.8/13.8kWh, Number of BESS/BS in system : 3, Inverter manufacturer : Fronius, Inverter model # : Symo GEN24 6.0 Plus, Smart controller/meter manufacturer : SwitchDin, Smart controller/meter model # : Droplet, Current sensor manufacturer : NULL, Current sensor model # : NULL, Other major component manufacturer : NULL, Other major component model # : NULL, Other major component manufacturer : NULL, Other major component model # : NULL, Battery Brand : BYD, SystemId : NULL
02-Nov-20 | HBS1864 | BYD Battery-Box Premium HVM 16.6/16.54kWh (3 off) w/ Fronius Symo GEN24 6.0 Plus inverter, SwitchDin 'smart controller' | NULL | 49.8 | NULL | NULL | BYD | Battery-Box Premium HVM 16.6/16.54kWh | 3 | Fronius | Symo GEN24 6.0 Plus | SwitchDin | Droplet | NULL | NULL | NULL | NULL | NULL | NULL | BYD | NULL | Date Added : 02-Nov-20, Reference # : HBS1864, HBS designation : BYD Battery-Box Premium HVM 16.6/16.54kWh (3 off) w/ Fronius Symo GEN24 6.0 Plus inverter, SwitchDin 'smart controller', Inverter Capacity (Var) : NULL, Useable capacity (kWh) : 49.8, BESS manufacturer : NULL, BESS Model # : NULL, Battery System (BS) Manufacturer : BYD, Battery System (BS) Model # : Battery-Box Premium HVM 16.6/16.54kWh, Number of BESS/BS in system : 3, Inverter manufacturer : Fronius, Inverter model # : Symo GEN24 6.0 Plus, Smart controller/meter manufacturer : SwitchDin, Smart controller/meter model # : Droplet, Current sensor manufacturer : NULL, Current sensor model # : NULL, Other major component manufacturer : NULL, Other major component model # : NULL, Other major component manufacturer : NULL, Other major component model # : NULL, Battery Brand : BYD, SystemId : NULL
02-Nov-20 | HBS1865 | BYD Battery-Box Premium HVM 19.3/19.32kWh (3 off) w/ Fronius Symo GEN24 6.0 Plus inverter, SwitchDin 'smart controller' | NULL | 57.9 | NULL | NULL | BYD | Battery-Box Premium HVM 19.3/19.32kWh | 3 | Fronius | Symo GEN24 6.0 Plus | SwitchDin | Droplet | NULL | NULL | NULL | NULL | NULL | NULL | BYD | NULL | Date Added : 02-Nov-20, Reference # : HBS1865, HBS designation : BYD Battery-Box Premium HVM 19.3/19.32kWh (3 off) w/ Fronius Symo GEN24 6.0 Plus inverter, SwitchDin 'smart controller', Inverter Capacity (Var) : NULL, Useable capacity (kWh) : 57.9, BESS manufacturer : NULL, BESS Model # : NULL, Battery System (BS) Manufacturer : BYD, Battery System (BS) Model # : Battery-Box Premium HVM 19.3/19.32kWh, Number of BESS/BS in system : 3, Inverter manufacturer : Fronius, Inverter model # : Symo GEN24 6.0 Plus, Smart controller/meter manufacturer : SwitchDin, Smart controller/meter model # : Droplet, Current sensor manufacturer : NULL, Current sensor model # : NULL, Other major component manufacturer : NULL, Other major component model # : NULL, Other major component manufacturer : NULL, Other major component model # : NULL, Battery Brand : BYD, SystemId : NULL
02-Nov-20 | HBS1867 | BYD Battery-Box Premium HVS 5.1/5.12kWh (1 off) w/ Fronius Symo GEN24 8.0 Plus inverter, SwitchDin 'smart controller' | NULL | 5.1 | NULL | NULL | BYD | Battery-Box Premium HVS 5.1/5.12kWh | 1 | Fronius | Symo GEN24 8.0 Plus | SwitchDin | Droplet | NULL | NULL | NULL | NULL | NULL | NULL | BYD | NULL | Date Added : 02-Nov-20, Reference # : HBS1867, HBS designation : BYD Battery-Box Premium HVS 5.1/5.12kWh (1 off) w/ Fronius Symo GEN24 8.0 Plus inverter, SwitchDin 'smart controller', Inverter Capacity (Var) : NULL, Useable capacity (kWh) : 5.1, BESS manufacturer : NULL, BESS Model # : NULL, Battery System (BS) Manufacturer : BYD, Battery System (BS) Model # : Battery-Box Premium HVS 5.1/5.12kWh, Number of BESS/BS in system : 1, Inverter manufacturer : Fronius, Inverter model # : Symo GEN24 8.0 Plus, Smart controller/meter manufacturer : SwitchDin, Smart controller/meter model # : Droplet, Current sensor manufacturer : NULL, Current sensor model # : NULL, Other major component manufacturer : NULL, Other major component model # : NULL, Other major component manufacturer : NULL, Other major component model # : NULL, Battery Brand : BYD, SystemId : NULL
02-Nov-20 | HBS1868 | BYD Battery-Box Premium HVS 7.7/7.68kWh (1 off) w/ Fronius Symo GEN24 8.0 Plus inverter, SwitchDin 'smart controller' | NULL | 7.7 | NULL | NULL | BYD | Battery-Box Premium HVS 7.7/7.68kWh | 1 | Fronius | Symo GEN24 8.0 Plus | SwitchDin | Droplet | NULL | NULL | NULL | NULL | NULL | NULL | BYD | NULL | Date Added : 02-Nov-20, Reference # : HBS1868, HBS designation : BYD Battery-Box Premium HVS 7.7/7.68kWh (1 off) w/ Fronius Symo GEN24 8.0 Plus inverter, SwitchDin 'smart controller', Inverter Capacity (Var) : NULL, Useable capacity (kWh) : 7.7, BESS manufacturer : NULL, BESS Model # : NULL, Battery System (BS) Manufacturer : BYD, Battery System (BS) Model # : Battery-Box Premium HVS 7.7/7.68kWh, Number of BESS/BS in system : 1, Inverter manufacturer : Fronius, Inverter model # : Symo GEN24 8.0 Plus, Smart controller/meter manufacturer : SwitchDin, Smart controller/meter model # : Droplet, Current sensor manufacturer : NULL, Current sensor model # : NULL, Other major component manufacturer : NULL, Other major component model # : NULL, Other major component manufacturer : NULL, Other major component model # : NULL, Battery Brand : BYD, SystemId : NULL
02-Nov-20 | HBS1869 | BYD Battery-Box Premium HVS 10.2/10.24kWh (1 off) w/ Fronius Symo GEN24 8.0 Plus inverter, SwitchDin 'smart controller' | NULL | 10.2 | NULL | NULL | BYD | Battery-Box Premium HVS 10.2/10.24kWh | 1 | Fronius | Symo GEN24 8.0 Plus | SwitchDin | Droplet | NULL | NULL | NULL | NULL | NULL | NULL | BYD | NULL | Date Added : 02-Nov-20, Reference # : HBS1869, HBS designation : BYD Battery-Box Premium HVS 10.2/10.24kWh (1 off) w/ Fronius Symo GEN24 8.0 Plus inverter, SwitchDin 'smart controller', Inverter Capacity (Var) : NULL, Useable capacity (kWh) : 10.2, BESS manufacturer : NULL, BESS Model # : NULL, Battery System (BS) Manufacturer : BYD, Battery System (BS) Model # : Battery-Box Premium HVS 10.2/10.24kWh, Number of BESS/BS in system : 1, Inverter manufacturer : Fronius, Inverter model # : Symo GEN24 8.0 Plus, Smart controller/meter manufacturer : SwitchDin, Smart controller/meter model # : Droplet, Current sensor manufacturer : NULL, Current sensor model # : NULL, Other major component manufacturer : NULL, Other major component model # : NULL, Other major component manufacturer : NULL, Other major component model # : NULL, Battery Brand : BYD, SystemId : NULL
02-Nov-20 | HBS1870 | BYD Battery-Box Premium HVS 5.1/5.12kWh (2 off) w/ Fronius Symo GEN24 8.0 Plus inverter, SwitchDin 'smart controller' | NULL | 10.2 | NULL | NULL | BYD | Battery-Box Premium HVS 5.1/5.12kWh | 2 | Fronius | Symo GEN24 8.0 Plus | SwitchDin | Droplet | NULL | NULL | NULL | NULL | NULL | NULL | BYD | NULL | Date Added : 02-Nov-20, Reference # : HBS1870, HBS designation : BYD Battery-Box Premium HVS 5.1/5.12kWh (2 off) w/ Fronius Symo GEN24 8.0 Plus inverter, SwitchDin 'smart controller', Inverter Capacity (Var) : NULL, Useable capacity (kWh) : 10.2, BESS manufacturer : NULL, BESS Model # : NULL, Battery System (BS) Manufacturer : BYD, Battery System (BS) Model # : Battery-Box Premium HVS 5.1/5.12kWh, Number of BESS/BS in system : 2, Inverter manufacturer : Fronius, Inverter model # : Symo GEN24 8.0 Plus, Smart controller/meter manufacturer : SwitchDin, Smart controller/meter model # : Droplet, Current sensor manufacturer : NULL, Current sensor model # : NULL, Other major component manufacturer : NULL, Other major component model # : NULL, Other major component manufacturer : NULL, Other major component model # : NULL, Battery Brand : BYD, SystemId : NULL
02-Nov-20 | HBS1871 | BYD Battery-Box Premium HVS 7.7/7.68kWh (2 off) w/ Fronius Symo GEN24 8.0 Plus inverter, SwitchDin 'smart controller' | NULL | 15.4 | NULL | NULL | BYD | Battery-Box Premium HVS 7.7/7.68kWh | 2 | Fronius | Symo GEN24 8.0 Plus | SwitchDin | Droplet | NULL | NULL | NULL | NULL | NULL | NULL | BYD | NULL | Date Added : 02-Nov-20, Reference # : HBS1871, HBS designation : BYD Battery-Box Premium HVS 7.7/7.68kWh (2 off) w/ Fronius Symo GEN24 8.0 Plus inverter, SwitchDin 'smart controller', Inverter Capacity (Var) : NULL, Useable capacity (kWh) : 15.4, BESS manufacturer : NULL, BESS Model # : NULL, Battery System (BS) Manufacturer : BYD, Battery System (BS) Model # : Battery-Box Premium HVS 7.7/7.68kWh, Number of BESS/BS in system : 2, Inverter manufacturer : Fronius, Inverter model # : Symo GEN24 8.0 Plus, Smart controller/meter manufacturer : SwitchDin, Smart controller/meter model # : Droplet, Current sensor manufacturer : NULL, Current sensor model # : NULL, Other major component manufacturer : NULL, Other major component model # : NULL, Other major component manufacturer : NULL, Other major component model # : NULL, Battery Brand : BYD, SystemId : NULL
02-Nov-20 | HBS1872 | BYD Battery-Box Premium HVS 10.2/10.24kWh (2 off) w/ Fronius Symo GEN24 8.0 Plus inverter, SwitchDin 'smart controller' | NULL | 20.4 | NULL | NULL | BYD | Battery-Box Premium HVS 10.2/10.24kWh | 2 | Fronius | Symo GEN24 8.0 Plus | SwitchDin | Droplet | NULL | NULL | NULL | NULL | NULL | NULL | BYD | NULL | Date Added : 02-Nov-20, Reference # : HBS1872, HBS designation : BYD Battery-Box Premium HVS 10.2/10.24kWh (2 off) w/ Fronius Symo GEN24 8.0 Plus inverter, SwitchDin 'smart controller', Inverter Capacity (Var) : NULL, Useable capacity (kWh) : 20.4, BESS manufacturer : NULL, BESS Model # : NULL, Battery System (BS) Manufacturer : BYD, Battery System (BS) Model # : Battery-Box Premium HVS 10.2/10.24kWh, Number of BESS/BS in system : 2, Inverter manufacturer : Fronius, Inverter model # : Symo GEN24 8.0 Plus, Smart controller/meter manufacturer : SwitchDin, Smart controller/meter model # : Droplet, Current sensor manufacturer : NULL, Current sensor model # : NULL, Other major component manufacturer : NULL, Other major component model # : NULL, Other major component manufacturer : NULL, Other major component model # : NULL, Battery Brand : BYD, SystemId : NULL
02-Nov-20 | HBS1873 | BYD Battery-Box Premium HVS 5.1/5.12kWh (3 off) w/ Fronius Symo GEN24 8.0 Plus inverter, SwitchDin 'smart controller' | NULL | 15.3 | NULL | NULL | BYD | Battery-Box Premium HVS 5.1/5.12kWh | 3 | Fronius | Symo GEN24 8.0 Plus | SwitchDin | Droplet | NULL | NULL | NULL | NULL | NULL | NULL | BYD | NULL | Date Added : 02-Nov-20, Reference # : HBS1873, HBS designation : BYD Battery-Box Premium HVS 5.1/5.12kWh (3 off) w/ Fronius Symo GEN24 8.0 Plus inverter, SwitchDin 'smart controller', Inverter Capacity (Var) : NULL, Useable capacity (kWh) : 15.3, BESS manufacturer : NULL, BESS Model # : NULL, Battery System (BS) Manufacturer : BYD, Battery System (BS) Model # : Battery-Box Premium HVS 5.1/5.12kWh, Number of BESS/BS in system : 3, Inverter manufacturer : Fronius, Inverter model # : Symo GEN24 8.0 Plus, Smart controller/meter manufacturer : SwitchDin, Smart controller/meter model # : Droplet, Current sensor manufacturer : NULL, Current sensor model # : NULL, Other major component manufacturer : NULL, Other major component model # : NULL, Other major component manufacturer : NULL, Other major component model # : NULL, Battery Brand : BYD, SystemId : NULL
02-Nov-20 | HBS1874 | BYD Battery-Box Premium HVS 7.7/7.68kWh (3 off) w/ Fronius Symo GEN24 8.0 Plus inverter, SwitchDin 'smart controller' | NULL | 23.1 | NULL | NULL | BYD | Battery-Box Premium HVS 7.7/7.68kWh | 3 | Fronius | Symo GEN24 8.0 Plus | SwitchDin | Droplet | NULL | NULL | NULL | NULL | NULL | NULL | BYD | NULL | Date Added : 02-Nov-20, Reference # : HBS1874, HBS designation : BYD Battery-Box Premium HVS 7.7/7.68kWh (3 off) w/ Fronius Symo GEN24 8.0 Plus inverter, SwitchDin 'smart controller', Inverter Capacity (Var) : NULL, Useable capacity (kWh) : 23.1, BESS manufacturer : NULL, BESS Model # : NULL, Battery System (BS) Manufacturer : BYD, Battery System (BS) Model # : Battery-Box Premium HVS 7.7/7.68kWh, Number of BESS/BS in system : 3, Inverter manufacturer : Fronius, Inverter model # : Symo GEN24 8.0 Plus, Smart controller/meter manufacturer : SwitchDin, Smart controller/meter model # : Droplet, Current sensor manufacturer : NULL, Current sensor model # : NULL, Other major component manufacturer : NULL, Other major component model # : NULL, Other major component manufacturer : NULL, Other major component model # : NULL, Battery Brand : BYD, SystemId : NULL
02-Nov-20 | HBS1875 | BYD Battery-Box Premium HVS 10.2/10.24kWh (3 off) w/ Fronius Symo GEN24 8.0 Plus inverter, SwitchDin 'smart controller' | NULL | 30.6 | NULL | NULL | BYD | Battery-Box Premium HVS 10.2/10.24kWh | 3 | Fronius | Symo GEN24 8.0 Plus | SwitchDin | Droplet | NULL | NULL | NULL | NULL | NULL | NULL | BYD | NULL | Date Added : 02-Nov-20, Reference # : HBS1875, HBS designation : BYD Battery-Box Premium HVS 10.2/10.24kWh (3 off) w/ Fronius Symo GEN24 8.0 Plus inverter, SwitchDin 'smart controller', Inverter Capacity (Var) : NULL, Useable capacity (kWh) : 30.6, BESS manufacturer : NULL, BESS Model # : NULL, Battery System (BS) Manufacturer : BYD, Battery System (BS) Model # : Battery-Box Premium HVS 10.2/10.24kWh, Number of BESS/BS in system : 3, Inverter manufacturer : Fronius, Inverter model # : Symo GEN24 8.0 Plus, Smart controller/meter manufacturer : SwitchDin, Smart controller/meter model # : Droplet, Current sensor manufacturer : NULL, Current sensor model # : NULL, Other major component manufacturer : NULL, Other major component model # : NULL, Other major component manufacturer : NULL, Other major component model # : NULL, Battery Brand : BYD, SystemId : NULL
02-Nov-20 | HBS1876 | BYD Battery-Box Premium HVM 11.0/11.04kWh (1 off) w/ Fronius Symo GEN24 8.0 Plus inverter, SwitchDin 'smart controller' | NULL | 11 | NULL | NULL | BYD | Battery-Box Premium HVM 11.0/11.04kWh | 1 | Fronius | Symo GEN24 8.0 Plus | SwitchDin | Droplet | NULL | NULL | NULL | NULL | NULL | NULL | BYD | NULL | Date Added : 02-Nov-20, Reference # : HBS1876, HBS designation : BYD Battery-Box Premium HVM 11.0/11.04kWh (1 off) w/ Fronius Symo GEN24 8.0 Plus inverter, SwitchDin 'smart controller', Inverter Capacity (Var) : NULL, Useable capacity (kWh) : 11, BESS manufacturer : NULL, BESS Model # : NULL, Battery System (BS) Manufacturer : BYD, Battery System (BS) Model # : Battery-Box Premium HVM 11.0/11.04kWh, Number of BESS/BS in system : 1, Inverter manufacturer : Fronius, Inverter model # : Symo GEN24 8.0 Plus, Smart controller/meter manufacturer : SwitchDin, Smart controller/meter model # : Droplet, Current sensor manufacturer : NULL, Current sensor model # : NULL, Other major component manufacturer : NULL, Other major component model # : NULL, Other major component manufacturer : NULL, Other major component model # : NULL, Battery Brand : BYD, SystemId : NULL
02-Nov-20 | HBS1877 | BYD Battery-Box Premium HVM 13.8/13.8kWh (1 off) w/ Fronius Symo GEN24 8.0 Plus inverter, SwitchDin 'smart controller' | NULL | 13.8 | NULL | NULL | BYD | Battery-Box Premium HVM 13.8/13.8kWh | 1 | Fronius | Symo GEN24 8.0 Plus | SwitchDin | Droplet | NULL | NULL | NULL | NULL | NULL | NULL | BYD | NULL | Date Added : 02-Nov-20, Reference # : HBS1877, HBS designation : BYD Battery-Box Premium HVM 13.8/13.8kWh (1 off) w/ Fronius Symo GEN24 8.0 Plus inverter, SwitchDin 'smart controller', Inverter Capacity (Var) : NULL, Useable capacity (kWh) : 13.8, BESS manufacturer : NULL, BESS Model # : NULL, Battery System (BS) Manufacturer : BYD, Battery System (BS) Model # : Battery-Box Premium HVM 13.8/13.8kWh, Number of BESS/BS in system : 1, Inverter manufacturer : Fronius, Inverter model # : Symo GEN24 8.0 Plus, Smart controller/meter manufacturer : SwitchDin, Smart controller/meter model # : Droplet, Current sensor manufacturer : NULL, Current sensor model # : NULL, Other major component manufacturer : NULL, Other major component model # : NULL, Other major component manufacturer : NULL, Other major component model # : NULL, Battery Brand : BYD, SystemId : NULL
02-Nov-20 | HBS1878 | BYD Battery-Box Premium HVM 16.6/16.54kWh (1 off) w/ Fronius Symo GEN24 8.0 Plus inverter, SwitchDin 'smart controller' | NULL | 16.6 | NULL | NULL | BYD | Battery-Box Premium HVM 16.6/16.54kWh | 1 | Fronius | Symo GEN24 8.0 Plus | SwitchDin | Droplet | NULL | NULL | NULL | NULL | NULL | NULL | BYD | NULL | Date Added : 02-Nov-20, Reference # : HBS1878, HBS designation : BYD Battery-Box Premium HVM 16.6/16.54kWh (1 off) w/ Fronius Symo GEN24 8.0 Plus inverter, SwitchDin 'smart controller', Inverter Capacity (Var) : NULL, Useable capacity (kWh) : 16.6, BESS manufacturer : NULL, BESS Model # : NULL, Battery System (BS) Manufacturer : BYD, Battery System (BS) Model # : Battery-Box Premium HVM 16.6/16.54kWh, Number of BESS/BS in system : 1, Inverter manufacturer : Fronius, Inverter model # : Symo GEN24 8.0 Plus, Smart controller/meter manufacturer : SwitchDin, Smart controller/meter model # : Droplet, Current sensor manufacturer : NULL, Current sensor model # : NULL, Other major component manufacturer : NULL, Other major component model # : NULL, Other major component manufacturer : NULL, Other major component model # : NULL, Battery Brand : BYD, SystemId : NULL
02-Nov-20 | HBS1879 | BYD Battery-Box Premium HVM 19.3/19.32kWh (1 off) w/ Fronius Symo GEN24 8.0 Plus inverter, SwitchDin 'smart controller' | NULL | 19.3 | NULL | NULL | BYD | Battery-Box Premium HVM 19.3/19.32kWh | 1 | Fronius | Symo GEN24 8.0 Plus | SwitchDin | Droplet | NULL | NULL | NULL | NULL | NULL | NULL | BYD | NULL | Date Added : 02-Nov-20, Reference # : HBS1879, HBS designation : BYD Battery-Box Premium HVM 19.3/19.32kWh (1 off) w/ Fronius Symo GEN24 8.0 Plus inverter, SwitchDin 'smart controller', Inverter Capacity (Var) : NULL, Useable capacity (kWh) : 19.3, BESS manufacturer : NULL, BESS Model # : NULL, Battery System (BS) Manufacturer : BYD, Battery System (BS) Model # : Battery-Box Premium HVM 19.3/19.32kWh, Number of BESS/BS in system : 1, Inverter manufacturer : Fronius, Inverter model # : Symo GEN24 8.0 Plus, Smart controller/meter manufacturer : SwitchDin, Smart controller/meter model # : Droplet, Current sensor manufacturer : NULL, Current sensor model # : NULL, Other major component manufacturer : NULL, Other major component model # : NULL, Other major component manufacturer : NULL, Other major component model # : NULL, Battery Brand : BYD, SystemId : NULL
02-Nov-20 | HBS1880 | BYD Battery-Box Premium HVM 22.1/22.08kWh (1 off) w/ Fronius Symo GEN24 8.0 Plus inverter, SwitchDin 'smart controller' | NULL | 22.1 | NULL | NULL | BYD | Battery-Box Premium HVM 22.1/22.08kWh | 1 | Fronius | Symo GEN24 8.0 Plus | SwitchDin | Droplet | NULL | NULL | NULL | NULL | NULL | NULL | BYD | NULL | Date Added : 02-Nov-20, Reference # : HBS1880, HBS designation : BYD Battery-Box Premium HVM 22.1/22.08kWh (1 off) w/ Fronius Symo GEN24 8.0 Plus inverter, SwitchDin 'smart controller', Inverter Capacity (Var) : NULL, Useable capacity (kWh) : 22.1, BESS manufacturer : NULL, BESS Model # : NULL, Battery System (BS) Manufacturer : BYD, Battery System (BS) Model # : Battery-Box Premium HVM 22.1/22.08kWh, Number of BESS/BS in system : 1, Inverter manufacturer : Fronius, Inverter model # : Symo GEN24 8.0 Plus, Smart controller/meter manufacturer : SwitchDin, Smart controller/meter model # : Droplet, Current sensor manufacturer : NULL, Current sensor model # : NULL, Other major component manufacturer : NULL, Other major component model # : NULL, Other major component manufacturer : NULL, Other major component model # : NULL, Battery Brand : BYD, SystemId : NULL
02-Nov-20 | HBS1881 | BYD Battery-Box Premium HVM 11.0/11.04kWh (2 off) w/ Fronius Symo GEN24 8.0 Plus inverter, SwitchDin 'smart controller' | NULL | 22 | NULL | NULL | BYD | Battery-Box Premium HVM 11.0/11.04kWh | 2 | Fronius | Symo GEN24 8.0 Plus | SwitchDin | Droplet | NULL | NULL | NULL | NULL | NULL | NULL | BYD | NULL | Date Added : 02-Nov-20, Reference # : HBS1881, HBS designation : BYD Battery-Box Premium HVM 11.0/11.04kWh (2 off) w/ Fronius Symo GEN24 8.0 Plus inverter, SwitchDin 'smart controller', Inverter Capacity (Var) : NULL, Useable capacity (kWh) : 22, BESS manufacturer : NULL, BESS Model # : NULL, Battery System (BS) Manufacturer : BYD, Battery System (BS) Model # : Battery-Box Premium HVM 11.0/11.04kWh, Number of BESS/BS in system : 2, Inverter manufacturer : Fronius, Inverter model # : Symo GEN24 8.0 Plus, Smart controller/meter manufacturer : SwitchDin, Smart controller/meter model # : Droplet, Current sensor manufacturer : NULL, Current sensor model # : NULL, Other major component manufacturer : NULL, Other major component model # : NULL, Other major component manufacturer : NULL, Other major component model # : NULL, Battery Brand : BYD, SystemId : NULL
02-Nov-20 | HBS1882 | BYD Battery-Box Premium HVM 13.8/13.8kWh (2 off) w/ Fronius Symo GEN24 8.0 Plus inverter, SwitchDin 'smart controller' | NULL | 27.6 | NULL | NULL | BYD | Battery-Box Premium HVM 13.8/13.8kWh | 2 | Fronius | Symo GEN24 8.0 Plus | SwitchDin | Droplet | NULL | NULL | NULL | NULL | NULL | NULL | BYD | NULL | Date Added : 02-Nov-20, Reference # : HBS1882, HBS designation : BYD Battery-Box Premium HVM 13.8/13.8kWh (2 off) w/ Fronius Symo GEN24 8.0 Plus inverter, SwitchDin 'smart controller', Inverter Capacity (Var) : NULL, Useable capacity (kWh) : 27.6, BESS manufacturer : NULL, BESS Model # : NULL, Battery System (BS) Manufacturer : BYD, Battery System (BS) Model # : Battery-Box Premium HVM 13.8/13.8kWh, Number of BESS/BS in system : 2, Inverter manufacturer : Fronius, Inverter model # : Symo GEN24 8.0 Plus, Smart controller/meter manufacturer : SwitchDin, Smart controller/meter model # : Droplet, Current sensor manufacturer : NULL, Current sensor model # : NULL, Other major component manufacturer : NULL, Other major component model # : NULL, Other major component manufacturer : NULL, Other major component model # : NULL, Battery Brand : BYD, SystemId : NULL
02-Nov-20 | HBS1883 | BYD Battery-Box Premium HVM 16.6/16.54kWh (2 off) w/ Fronius Symo GEN24 8.0 Plus inverter, SwitchDin 'smart controller' | NULL | 33.2 | NULL | NULL | BYD | Battery-Box Premium HVM 16.6/16.54kWh | 2 | Fronius | Symo GEN24 8.0 Plus | SwitchDin | Droplet | NULL | NULL | NULL | NULL | NULL | NULL | BYD | NULL | Date Added : 02-Nov-20, Reference # : HBS1883, HBS designation : BYD Battery-Box Premium HVM 16.6/16.54kWh (2 off) w/ Fronius Symo GEN24 8.0 Plus inverter, SwitchDin 'smart controller', Inverter Capacity (Var) : NULL, Useable capacity (kWh) : 33.2, BESS manufacturer : NULL, BESS Model # : NULL, Battery System (BS) Manufacturer : BYD, Battery System (BS) Model # : Battery-Box Premium HVM 16.6/16.54kWh, Number of BESS/BS in system : 2, Inverter manufacturer : Fronius, Inverter model # : Symo GEN24 8.0 Plus, Smart controller/meter manufacturer : SwitchDin, Smart controller/meter model # : Droplet, Current sensor manufacturer : NULL, Current sensor model # : NULL, Other major component manufacturer : NULL, Other major component model # : NULL, Other major component manufacturer : NULL, Other major component model # : NULL, Battery Brand : BYD, SystemId : NULL
02-Nov-20 | HBS1884 | BYD Battery-Box Premium HVM 19.3/19.32kWh (2 off) w/ Fronius Symo GEN24 8.0 Plus inverter, SwitchDin 'smart controller' | NULL | 38.6 | NULL | NULL | BYD | Battery-Box Premium HVM 19.3/19.32kWh | 2 | Fronius | Symo GEN24 8.0 Plus | SwitchDin | Droplet | NULL | NULL | NULL | NULL | NULL | NULL | BYD | NULL | Date Added : 02-Nov-20, Reference # : HBS1884, HBS designation : BYD Battery-Box Premium HVM 19.3/19.32kWh (2 off) w/ Fronius Symo GEN24 8.0 Plus inverter, SwitchDin 'smart controller', Inverter Capacity (Var) : NULL, Useable capacity (kWh) : 38.6, BESS manufacturer : NULL, BESS Model # : NULL, Battery System (BS) Manufacturer : BYD, Battery System (BS) Model # : Battery-Box Premium HVM 19.3/19.32kWh, Number of BESS/BS in system : 2, Inverter manufacturer : Fronius, Inverter model # : Symo GEN24 8.0 Plus, Smart controller/meter manufacturer : SwitchDin, Smart controller/meter model # : Droplet, Current sensor manufacturer : NULL, Current sensor model # : NULL, Other major component manufacturer : NULL, Other major component model # : NULL, Other major component manufacturer : NULL, Other major component model # : NULL, Battery Brand : BYD, SystemId : NULL
02-Nov-20 | HBS1885 | BYD Battery-Box Premium HVM 22.1/22.08kWh (2 off) w/ Fronius Symo GEN24 8.0 Plus inverter, SwitchDin 'smart controller' | NULL | 44.2 | NULL | NULL | BYD | Battery-Box Premium HVM 22.1/22.08kWh | 2 | Fronius | Symo GEN24 8.0 Plus | SwitchDin | Droplet | NULL | NULL | NULL | NULL | NULL | NULL | BYD | NULL | Date Added : 02-Nov-20, Reference # : HBS1885, HBS designation : BYD Battery-Box Premium HVM 22.1/22.08kWh (2 off) w/ Fronius Symo GEN24 8.0 Plus inverter, SwitchDin 'smart controller', Inverter Capacity (Var) : NULL, Useable capacity (kWh) : 44.2, BESS manufacturer : NULL, BESS Model # : NULL, Battery System (BS) Manufacturer : BYD, Battery System (BS) Model # : Battery-Box Premium HVM 22.1/22.08kWh, Number of BESS/BS in system : 2, Inverter manufacturer : Fronius, Inverter model # : Symo GEN24 8.0 Plus, Smart controller/meter manufacturer : SwitchDin, Smart controller/meter model # : Droplet, Current sensor manufacturer : NULL, Current sensor model # : NULL, Other major component manufacturer : NULL, Other major component model # : NULL, Other major component manufacturer : NULL, Other major component model # : NULL, Battery Brand : BYD, SystemId : NULL
02-Nov-20 | HBS1886 | BYD Battery-Box Premium HVM 11.0/11.04kWh (3 off) w/ Fronius Symo GEN24 8.0 Plus inverter, SwitchDin 'smart controller' | NULL | 33 | NULL | NULL | BYD | Battery-Box Premium HVM 11.0/11.04kWh | 3 | Fronius | Symo GEN24 8.0 Plus | SwitchDin | Droplet | NULL | NULL | NULL | NULL | NULL | NULL | BYD | NULL | Date Added : 02-Nov-20, Reference # : HBS1886, HBS designation : BYD Battery-Box Premium HVM 11.0/11.04kWh (3 off) w/ Fronius Symo GEN24 8.0 Plus inverter, SwitchDin 'smart controller', Inverter Capacity (Var) : NULL, Useable capacity (kWh) : 33, BESS manufacturer : NULL, BESS Model # : NULL, Battery System (BS) Manufacturer : BYD, Battery System (BS) Model # : Battery-Box Premium HVM 11.0/11.04kWh, Number of BESS/BS in system : 3, Inverter manufacturer : Fronius, Inverter model # : Symo GEN24 8.0 Plus, Smart controller/meter manufacturer : SwitchDin, Smart controller/meter model # : Droplet, Current sensor manufacturer : NULL, Current sensor model # : NULL, Other major component manufacturer : NULL, Other major component model # : NULL, Other major component manufacturer : NULL, Other major component model # : NULL, Battery Brand : BYD, SystemId : NULL
02-Nov-20 | HBS1887 | BYD Battery-Box Premium HVM 13.8/13.8kWh (3 off) w/ Fronius Symo GEN24 8.0 Plus inverter, SwitchDin 'smart controller' | NULL | 41.4 | NULL | NULL | BYD | Battery-Box Premium HVM 13.8/13.8kWh | 3 | Fronius | Symo GEN24 8.0 Plus | SwitchDin | Droplet | NULL | NULL | NULL | NULL | NULL | NULL | BYD | NULL | Date Added : 02-Nov-20, Reference # : HBS1887, HBS designation : BYD Battery-Box Premium HVM 13.8/13.8kWh (3 off) w/ Fronius Symo GEN24 8.0 Plus inverter, SwitchDin 'smart controller', Inverter Capacity (Var) : NULL, Useable capacity (kWh) : 41.4, BESS manufacturer : NULL, BESS Model # : NULL, Battery System (BS) Manufacturer : BYD, Battery System (BS) Model # : Battery-Box Premium HVM 13.8/13.8kWh, Number of BESS/BS in system : 3, Inverter manufacturer : Fronius, Inverter model # : Symo GEN24 8.0 Plus, Smart controller/meter manufacturer : SwitchDin, Smart controller/meter model # : Droplet, Current sensor manufacturer : NULL, Current sensor model # : NULL, Other major component manufacturer : NULL, Other major component model # : NULL, Other major component manufacturer : NULL, Other major component model # : NULL, Battery Brand : BYD, SystemId : NULL
02-Nov-20 | HBS1888 | BYD Battery-Box Premium HVM 16.6/16.54kWh (3 off) w/ Fronius Symo GEN24 8.0 Plus inverter, SwitchDin 'smart controller' | NULL | 49.8 | NULL | NULL | BYD | Battery-Box Premium HVM 16.6/16.54kWh | 3 | Fronius | Symo GEN24 8.0 Plus | SwitchDin | Droplet | NULL | NULL | NULL | NULL | NULL | NULL | BYD | NULL | Date Added : 02-Nov-20, Reference # : HBS1888, HBS designation : BYD Battery-Box Premium HVM 16.6/16.54kWh (3 off) w/ Fronius Symo GEN24 8.0 Plus inverter, SwitchDin 'smart controller', Inverter Capacity (Var) : NULL, Useable capacity (kWh) : 49.8, BESS manufacturer : NULL, BESS Model # : NULL, Battery System (BS) Manufacturer : BYD, Battery System (BS) Model # : Battery-Box Premium HVM 16.6/16.54kWh, Number of BESS/BS in system : 3, Inverter manufacturer : Fronius, Inverter model # : Symo GEN24 8.0 Plus, Smart controller/meter manufacturer : SwitchDin, Smart controller/meter model # : Droplet, Current sensor manufacturer : NULL, Current sensor model # : NULL, Other major component manufacturer : NULL, Other major component model # : NULL, Other major component manufacturer : NULL, Other major component model # : NULL, Battery Brand : BYD, SystemId : NULL
02-Nov-20 | HBS1889 | BYD Battery-Box Premium HVM 19.3/19.32kWh (3 off) w/ Fronius Symo GEN24 8.0 Plus inverter, SwitchDin 'smart controller' | NULL | 57.9 | NULL | NULL | BYD | Battery-Box Premium HVM 19.3/19.32kWh | 3 | Fronius | Symo GEN24 8.0 Plus | SwitchDin | Droplet | NULL | NULL | NULL | NULL | NULL | NULL | BYD | NULL | Date Added : 02-Nov-20, Reference # : HBS1889, HBS designation : BYD Battery-Box Premium HVM 19.3/19.32kWh (3 off) w/ Fronius Symo GEN24 8.0 Plus inverter, SwitchDin 'smart controller', Inverter Capacity (Var) : NULL, Useable capacity (kWh) : 57.9, BESS manufacturer : NULL, BESS Model # : NULL, Battery System (BS) Manufacturer : BYD, Battery System (BS) Model # : Battery-Box Premium HVM 19.3/19.32kWh, Number of BESS/BS in system : 3, Inverter manufacturer : Fronius, Inverter model # : Symo GEN24 8.0 Plus, Smart controller/meter manufacturer : SwitchDin, Smart controller/meter model # : Droplet, Current sensor manufacturer : NULL, Current sensor model # : NULL, Other major component manufacturer : NULL, Other major component model # : NULL, Other major component manufacturer : NULL, Other major component model # : NULL, Battery Brand : BYD, SystemId : NULL
02-Nov-20 | HBS1891 | BYD Battery-Box Premium HVS 5.1/5.12kWh (1 off) w/ Fronius Symo GEN24 10.0 Plus inverter, SwitchDin 'smart controller' | NULL | 5.1 | NULL | NULL | BYD | Battery-Box Premium HVS 5.1/5.12kWh | 1 | Fronius | Symo GEN24 10.0 Plus | SwitchDin | Droplet | NULL | NULL | NULL | NULL | NULL | NULL | BYD | NULL | Date Added : 02-Nov-20, Reference # : HBS1891, HBS designation : BYD Battery-Box Premium HVS 5.1/5.12kWh (1 off) w/ Fronius Symo GEN24 10.0 Plus inverter, SwitchDin 'smart controller', Inverter Capacity (Var) : NULL, Useable capacity (kWh) : 5.1, BESS manufacturer : NULL, BESS Model # : NULL, Battery System (BS) Manufacturer : BYD, Battery System (BS) Model # : Battery-Box Premium HVS 5.1/5.12kWh, Number of BESS/BS in system : 1, Inverter manufacturer : Fronius, Inverter model # : Symo GEN24 10.0 Plus, Smart controller/meter manufacturer : SwitchDin, Smart controller/meter model # : Droplet, Current sensor manufacturer : NULL, Current sensor model # : NULL, Other major component manufacturer : NULL, Other major component model # : NULL, Other major component manufacturer : NULL, Other major component model # : NULL, Battery Brand : BYD, SystemId : NULL
02-Nov-20 | HBS1892 | BYD Battery-Box Premium HVS 7.7/7.68kWh (1 off) w/ Fronius Symo GEN24 10.0 Plus inverter, SwitchDin 'smart controller' | NULL | 7.7 | NULL | NULL | BYD | Battery-Box Premium HVS 7.7/7.68kWh | 1 | Fronius | Symo GEN24 10.0 Plus | SwitchDin | Droplet | NULL | NULL | NULL | NULL | NULL | NULL | BYD | NULL | Date Added : 02-Nov-20, Reference # : HBS1892, HBS designation : BYD Battery-Box Premium HVS 7.7/7.68kWh (1 off) w/ Fronius Symo GEN24 10.0 Plus inverter, SwitchDin 'smart controller', Inverter Capacity (Var) : NULL, Useable capacity (kWh) : 7.7, BESS manufacturer : NULL, BESS Model # : NULL, Battery System (BS) Manufacturer : BYD, Battery System (BS) Model # : Battery-Box Premium HVS 7.7/7.68kWh, Number of BESS/BS in system : 1, Inverter manufacturer : Fronius, Inverter model # : Symo GEN24 10.0 Plus, Smart controller/meter manufacturer : SwitchDin, Smart controller/meter model # : Droplet, Current sensor manufacturer : NULL, Current sensor model # : NULL, Other major component manufacturer : NULL, Other major component model # : NULL, Other major component manufacturer : NULL, Other major component model # : NULL, Battery Brand : BYD, SystemId : NULL
02-Nov-20 | HBS1893 | BYD Battery-Box Premium HVS 10.2/10.24kWh (1 off) w/ Fronius Symo GEN24 10.0 Plus inverter, SwitchDin 'smart controller' | NULL | 10.2 | NULL | NULL | BYD | Battery-Box Premium HVS 10.2/10.24kWh | 1 | Fronius | Symo GEN24 10.0 Plus | SwitchDin | Droplet | NULL | NULL | NULL | NULL | NULL | NULL | BYD | NULL | Date Added : 02-Nov-20, Reference # : HBS1893, HBS designation : BYD Battery-Box Premium HVS 10.2/10.24kWh (1 off) w/ Fronius Symo GEN24 10.0 Plus inverter, SwitchDin 'smart controller', Inverter Capacity (Var) : NULL, Useable capacity (kWh) : 10.2, BESS manufacturer : NULL, BESS Model # : NULL, Battery System (BS) Manufacturer : BYD, Battery System (BS) Model # : Battery-Box Premium HVS 10.2/10.24kWh, Number of BESS/BS in system : 1, Inverter manufacturer : Fronius, Inverter model # : Symo GEN24 10.0 Plus, Smart controller/meter manufacturer : SwitchDin, Smart controller/meter model # : Droplet, Current sensor manufacturer : NULL, Current sensor model # : NULL, Other major component manufacturer : NULL, Other major component model # : NULL, Other major component manufacturer : NULL, Other major component model # : NULL, Battery Brand : BYD, SystemId : NULL
02-Nov-20 | HBS1894 | BYD Battery-Box Premium HVS 5.1/5.12kWh (2 off) w/ Fronius Symo GEN24 10.0 Plus inverter, SwitchDin 'smart controller' | NULL | 10.2 | NULL | NULL | BYD | Battery-Box Premium HVS 5.1/5.12kWh | 2 | Fronius | Symo GEN24 10.0 Plus | SwitchDin | Droplet | NULL | NULL | NULL | NULL | NULL | NULL | BYD | NULL | Date Added : 02-Nov-20, Reference # : HBS1894, HBS designation : BYD Battery-Box Premium HVS 5.1/5.12kWh (2 off) w/ Fronius Symo GEN24 10.0 Plus inverter, SwitchDin 'smart controller', Inverter Capacity (Var) : NULL, Useable capacity (kWh) : 10.2, BESS manufacturer : NULL, BESS Model # : NULL, Battery System (BS) Manufacturer : BYD, Battery System (BS) Model # : Battery-Box Premium HVS 5.1/5.12kWh, Number of BESS/BS in system : 2, Inverter manufacturer : Fronius, Inverter model # : Symo GEN24 10.0 Plus, Smart controller/meter manufacturer : SwitchDin, Smart controller/meter model # : Droplet, Current sensor manufacturer : NULL, Current sensor model # : NULL, Other major component manufacturer : NULL, Other major component model # : NULL, Other major component manufacturer : NULL, Other major component model # : NULL, Battery Brand : BYD, SystemId : NULL
02-Nov-20 | HBS1895 | BYD Battery-Box Premium HVS 7.7/7.68kWh (2 off) w/ Fronius Symo GEN24 10.0 Plus inverter, SwitchDin 'smart controller' | NULL | 15.4 | NULL | NULL | BYD | Battery-Box Premium HVS 7.7/7.68kWh | 2 | Fronius | Symo GEN24 10.0 Plus | SwitchDin | Droplet | NULL | NULL | NULL | NULL | NULL | NULL | BYD | NULL | Date Added : 02-Nov-20, Reference # : HBS1895, HBS designation : BYD Battery-Box Premium HVS 7.7/7.68kWh (2 off) w/ Fronius Symo GEN24 10.0 Plus inverter, SwitchDin 'smart controller', Inverter Capacity (Var) : NULL, Useable capacity (kWh) : 15.4, BESS manufacturer : NULL, BESS Model # : NULL, Battery System (BS) Manufacturer : BYD, Battery System (BS) Model # : Battery-Box Premium HVS 7.7/7.68kWh, Number of BESS/BS in system : 2, Inverter manufacturer : Fronius, Inverter model # : Symo GEN24 10.0 Plus, Smart controller/meter manufacturer : SwitchDin, Smart controller/meter model # : Droplet, Current sensor manufacturer : NULL, Current sensor model # : NULL, Other major component manufacturer : NULL, Other major component model # : NULL, Other major component manufacturer : NULL, Other major component model # : NULL, Battery Brand : BYD, SystemId : NULL
02-Nov-20 | HBS1896 | BYD Battery-Box Premium HVS 10.2/10.24kWh (2 off) w/ Fronius Symo GEN24 10.0 Plus inverter, SwitchDin 'smart controller' | NULL | 20.4 | NULL | NULL | BYD | Battery-Box Premium HVS 10.2/10.24kWh | 2 | Fronius | Symo GEN24 10.0 Plus | SwitchDin | Droplet | NULL | NULL | NULL | NULL | NULL | NULL | BYD | NULL | Date Added : 02-Nov-20, Reference # : HBS1896, HBS designation : BYD Battery-Box Premium HVS 10.2/10.24kWh (2 off) w/ Fronius Symo GEN24 10.0 Plus inverter, SwitchDin 'smart controller', Inverter Capacity (Var) : NULL, Useable capacity (kWh) : 20.4, BESS manufacturer : NULL, BESS Model # : NULL, Battery System (BS) Manufacturer : BYD, Battery System (BS) Model # : Battery-Box Premium HVS 10.2/10.24kWh, Number of BESS/BS in system : 2, Inverter manufacturer : Fronius, Inverter model # : Symo GEN24 10.0 Plus, Smart controller/meter manufacturer : SwitchDin, Smart controller/meter model # : Droplet, Current sensor manufacturer : NULL, Current sensor model # : NULL, Other major component manufacturer : NULL, Other major component model # : NULL, Other major component manufacturer : NULL, Other major component model # : NULL, Battery Brand : BYD, SystemId : NULL
02-Nov-20 | HBS1897 | BYD Battery-Box Premium HVS 5.1/5.12kWh (3 off) w/ Fronius Symo GEN24 10.0 Plus inverter, SwitchDin 'smart controller' | NULL | 15.3 | NULL | NULL | BYD | Battery-Box Premium HVS 5.1/5.12kWh | 3 | Fronius | Symo GEN24 10.0 Plus | SwitchDin | Droplet | NULL | NULL | NULL | NULL | NULL | NULL | BYD | NULL | Date Added : 02-Nov-20, Reference # : HBS1897, HBS designation : BYD Battery-Box Premium HVS 5.1/5.12kWh (3 off) w/ Fronius Symo GEN24 10.0 Plus inverter, SwitchDin 'smart controller', Inverter Capacity (Var) : NULL, Useable capacity (kWh) : 15.3, BESS manufacturer : NULL, BESS Model # : NULL, Battery System (BS) Manufacturer : BYD, Battery System (BS) Model # : Battery-Box Premium HVS 5.1/5.12kWh, Number of BESS/BS in system : 3, Inverter manufacturer : Fronius, Inverter model # : Symo GEN24 10.0 Plus, Smart controller/meter manufacturer : SwitchDin, Smart controller/meter model # : Droplet, Current sensor manufacturer : NULL, Current sensor model # : NULL, Other major component manufacturer : NULL, Other major component model # : NULL, Other major component manufacturer : NULL, Other major component model # : NULL, Battery Brand : BYD, SystemId : NULL
02-Nov-20 | HBS1898 | BYD Battery-Box Premium HVS 7.7/7.68kWh (3 off) w/ Fronius Symo GEN24 10.0 Plus inverter, SwitchDin 'smart controller' | NULL | 23.1 | NULL | NULL | BYD | Battery-Box Premium HVS 7.7/7.68kWh | 3 | Fronius | Symo GEN24 10.0 Plus | SwitchDin | Droplet | NULL | NULL | NULL | NULL | NULL | NULL | BYD | NULL | Date Added : 02-Nov-20, Reference # : HBS1898, HBS designation : BYD Battery-Box Premium HVS 7.7/7.68kWh (3 off) w/ Fronius Symo GEN24 10.0 Plus inverter, SwitchDin 'smart controller', Inverter Capacity (Var) : NULL, Useable capacity (kWh) : 23.1, BESS manufacturer : NULL, BESS Model # : NULL, Battery System (BS) Manufacturer : BYD, Battery System (BS) Model # : Battery-Box Premium HVS 7.7/7.68kWh, Number of BESS/BS in system : 3, Inverter manufacturer : Fronius, Inverter model # : Symo GEN24 10.0 Plus, Smart controller/meter manufacturer : SwitchDin, Smart controller/meter model # : Droplet, Current sensor manufacturer : NULL, Current sensor model # : NULL, Other major component manufacturer : NULL, Other major component model # : NULL, Other major component manufacturer : NULL, Other major component model # : NULL, Battery Brand : BYD, SystemId : NULL
02-Nov-20 | HBS1899 | BYD Battery-Box Premium HVS 10.2/10.24kWh (3 off) w/ Fronius Symo GEN24 10.0 Plus inverter, SwitchDin 'smart controller' | NULL | 30.6 | NULL | NULL | BYD | Battery-Box Premium HVS 10.2/10.24kWh | 3 | Fronius | Symo GEN24 10.0 Plus | SwitchDin | Droplet | NULL | NULL | NULL | NULL | NULL | NULL | BYD | NULL | Date Added : 02-Nov-20, Reference # : HBS1899, HBS designation : BYD Battery-Box Premium HVS 10.2/10.24kWh (3 off) w/ Fronius Symo GEN24 10.0 Plus inverter, SwitchDin 'smart controller', Inverter Capacity (Var) : NULL, Useable capacity (kWh) : 30.6, BESS manufacturer : NULL, BESS Model # : NULL, Battery System (BS) Manufacturer : BYD, Battery System (BS) Model # : Battery-Box Premium HVS 10.2/10.24kWh, Number of BESS/BS in system : 3, Inverter manufacturer : Fronius, Inverter model # : Symo GEN24 10.0 Plus, Smart controller/meter manufacturer : SwitchDin, Smart controller/meter model # : Droplet, Current sensor manufacturer : NULL, Current sensor model # : NULL, Other major component manufacturer : NULL, Other major component model # : NULL, Other major component manufacturer : NULL, Other major component model # : NULL, Battery Brand : BYD, SystemId : NULL
02-Nov-20 | HBS1900 | BYD Battery-Box Premium HVM 11.0/11.04kWh (1 off) w/ Fronius Symo GEN24 10.0 Plus inverter, SwitchDin 'smart controller' | NULL | 11 | NULL | NULL | BYD | Battery-Box Premium HVM 11.0/11.04kWh | 1 | Fronius | Symo GEN24 10.0 Plus | SwitchDin | Droplet | NULL | NULL | NULL | NULL | NULL | NULL | BYD | NULL | Date Added : 02-Nov-20, Reference # : HBS1900, HBS designation : BYD Battery-Box Premium HVM 11.0/11.04kWh (1 off) w/ Fronius Symo GEN24 10.0 Plus inverter, SwitchDin 'smart controller', Inverter Capacity (Var) : NULL, Useable capacity (kWh) : 11, BESS manufacturer : NULL, BESS Model # : NULL, Battery System (BS) Manufacturer : BYD, Battery System (BS) Model # : Battery-Box Premium HVM 11.0/11.04kWh, Number of BESS/BS in system : 1, Inverter manufacturer : Fronius, Inverter model # : Symo GEN24 10.0 Plus, Smart controller/meter manufacturer : SwitchDin, Smart controller/meter model # : Droplet, Current sensor manufacturer : NULL, Current sensor model # : NULL, Other major component manufacturer : NULL, Other major component model # : NULL, Other major component manufacturer : NULL, Other major component model # : NULL, Battery Brand : BYD, SystemId : NULL
02-Nov-20 | HBS1901 | BYD Battery-Box Premium HVM 13.8/13.8kWh (1 off) w/ Fronius Symo GEN24 10.0 Plus inverter, SwitchDin 'smart controller' | NULL | 13.8 | NULL | NULL | BYD | Battery-Box Premium HVM 13.8/13.8kWh | 1 | Fronius | Symo GEN24 10.0 Plus | SwitchDin | Droplet | NULL | NULL | NULL | NULL | NULL | NULL | BYD | NULL | Date Added : 02-Nov-20, Reference # : HBS1901, HBS designation : BYD Battery-Box Premium HVM 13.8/13.8kWh (1 off) w/ Fronius Symo GEN24 10.0 Plus inverter, SwitchDin 'smart controller', Inverter Capacity (Var) : NULL, Useable capacity (kWh) : 13.8, BESS manufacturer : NULL, BESS Model # : NULL, Battery System (BS) Manufacturer : BYD, Battery System (BS) Model # : Battery-Box Premium HVM 13.8/13.8kWh, Number of BESS/BS in system : 1, Inverter manufacturer : Fronius, Inverter model # : Symo GEN24 10.0 Plus, Smart controller/meter manufacturer : SwitchDin, Smart controller/meter model # : Droplet, Current sensor manufacturer : NULL, Current sensor model # : NULL, Other major component manufacturer : NULL, Other major component model # : NULL, Other major component manufacturer : NULL, Other major component model # : NULL, Battery Brand : BYD, SystemId : NULL
02-Nov-20 | HBS1902 | BYD Battery-Box Premium HVM 16.6/16.54kWh (1 off) w/ Fronius Symo GEN24 10.0 Plus inverter, SwitchDin 'smart controller' | NULL | 16.6 | NULL | NULL | BYD | Battery-Box Premium HVM 16.6/16.54kWh | 1 | Fronius | Symo GEN24 10.0 Plus | SwitchDin | Droplet | NULL | NULL | NULL | NULL | NULL | NULL | BYD | NULL | Date Added : 02-Nov-20, Reference # : HBS1902, HBS designation : BYD Battery-Box Premium HVM 16.6/16.54kWh (1 off) w/ Fronius Symo GEN24 10.0 Plus inverter, SwitchDin 'smart controller', Inverter Capacity (Var) : NULL, Useable capacity (kWh) : 16.6, BESS manufacturer : NULL, BESS Model # : NULL, Battery System (BS) Manufacturer : BYD, Battery System (BS) Model # : Battery-Box Premium HVM 16.6/16.54kWh, Number of BESS/BS in system : 1, Inverter manufacturer : Fronius, Inverter model # : Symo GEN24 10.0 Plus, Smart controller/meter manufacturer : SwitchDin, Smart controller/meter model # : Droplet, Current sensor manufacturer : NULL, Current sensor model # : NULL, Other major component manufacturer : NULL, Other major component model # : NULL, Other major component manufacturer : NULL, Other major component model # : NULL, Battery Brand : BYD, SystemId : NULL
02-Nov-20 | HBS1903 | BYD Battery-Box Premium HVM 19.3/19.32kWh (1 off) w/ Fronius Symo GEN24 10.0 Plus inverter, SwitchDin 'smart controller' | NULL | 19.3 | NULL | NULL | BYD | Battery-Box Premium HVM 19.3/19.32kWh | 1 | Fronius | Symo GEN24 10.0 Plus | SwitchDin | Droplet | NULL | NULL | NULL | NULL | NULL | NULL | BYD | NULL | Date Added : 02-Nov-20, Reference # : HBS1903, HBS designation : BYD Battery-Box Premium HVM 19.3/19.32kWh (1 off) w/ Fronius Symo GEN24 10.0 Plus inverter, SwitchDin 'smart controller', Inverter Capacity (Var) : NULL, Useable capacity (kWh) : 19.3, BESS manufacturer : NULL, BESS Model # : NULL, Battery System (BS) Manufacturer : BYD, Battery System (BS) Model # : Battery-Box Premium HVM 19.3/19.32kWh, Number of BESS/BS in system : 1, Inverter manufacturer : Fronius, Inverter model # : Symo GEN24 10.0 Plus, Smart controller/meter manufacturer : SwitchDin, Smart controller/meter model # : Droplet, Current sensor manufacturer : NULL, Current sensor model # : NULL, Other major component manufacturer : NULL, Other major component model # : NULL, Other major component manufacturer : NULL, Other major component model # : NULL, Battery Brand : BYD, SystemId : NULL
02-Nov-20 | HBS1904 | BYD Battery-Box Premium HVM 22.1/22.08kWh (1 off) w/ Fronius Symo GEN24 10.0 Plus inverter, SwitchDin 'smart controller' | NULL | 22.1 | NULL | NULL | BYD | Battery-Box Premium HVM 22.1/22.08kWh | 1 | Fronius | Symo GEN24 10.0 Plus | SwitchDin | Droplet | NULL | NULL | NULL | NULL | NULL | NULL | BYD | NULL | Date Added : 02-Nov-20, Reference # : HBS1904, HBS designation : BYD Battery-Box Premium HVM 22.1/22.08kWh (1 off) w/ Fronius Symo GEN24 10.0 Plus inverter, SwitchDin 'smart controller', Inverter Capacity (Var) : NULL, Useable capacity (kWh) : 22.1, BESS manufacturer : NULL, BESS Model # : NULL, Battery System (BS) Manufacturer : BYD, Battery System (BS) Model # : Battery-Box Premium HVM 22.1/22.08kWh, Number of BESS/BS in system : 1, Inverter manufacturer : Fronius, Inverter model # : Symo GEN24 10.0 Plus, Smart controller/meter manufacturer : SwitchDin, Smart controller/meter model # : Droplet, Current sensor manufacturer : NULL, Current sensor model # : NULL, Other major component manufacturer : NULL, Other major component model # : NULL, Other major component manufacturer : NULL, Other major component model # : NULL, Battery Brand : BYD, SystemId : NULL
02-Nov-20 | HBS1905 | BYD Battery-Box Premium HVM 11.0/11.04kWh (2 off) w/ Fronius Symo GEN24 10.0 Plus inverter, SwitchDin 'smart controller' | NULL | 22 | NULL | NULL | BYD | Battery-Box Premium HVM 11.0/11.04kWh | 2 | Fronius | Symo GEN24 10.0 Plus | SwitchDin | Droplet | NULL | NULL | NULL | NULL | NULL | NULL | BYD | NULL | Date Added : 02-Nov-20, Reference # : HBS1905, HBS designation : BYD Battery-Box Premium HVM 11.0/11.04kWh (2 off) w/ Fronius Symo GEN24 10.0 Plus inverter, SwitchDin 'smart controller', Inverter Capacity (Var) : NULL, Useable capacity (kWh) : 22, BESS manufacturer : NULL, BESS Model # : NULL, Battery System (BS) Manufacturer : BYD, Battery System (BS) Model # : Battery-Box Premium HVM 11.0/11.04kWh, Number of BESS/BS in system : 2, Inverter manufacturer : Fronius, Inverter model # : Symo GEN24 10.0 Plus, Smart controller/meter manufacturer : SwitchDin, Smart controller/meter model # : Droplet, Current sensor manufacturer : NULL, Current sensor model # : NULL, Other major component manufacturer : NULL, Other major component model # : NULL, Other major component manufacturer : NULL, Other major component model # : NULL, Battery Brand : BYD, SystemId : NULL
02-Nov-20 | HBS1906 | BYD Battery-Box Premium HVM 13.8/13.8kWh (2 off) w/ Fronius Symo GEN24 10.0 Plus inverter, SwitchDin 'smart controller' | NULL | 27.6 | NULL | NULL | BYD | Battery-Box Premium HVM 13.8/13.8kWh | 2 | Fronius | Symo GEN24 10.0 Plus | SwitchDin | Droplet | NULL | NULL | NULL | NULL | NULL | NULL | BYD | NULL | Date Added : 02-Nov-20, Reference # : HBS1906, HBS designation : BYD Battery-Box Premium HVM 13.8/13.8kWh (2 off) w/ Fronius Symo GEN24 10.0 Plus inverter, SwitchDin 'smart controller', Inverter Capacity (Var) : NULL, Useable capacity (kWh) : 27.6, BESS manufacturer : NULL, BESS Model # : NULL, Battery System (BS) Manufacturer : BYD, Battery System (BS) Model # : Battery-Box Premium HVM 13.8/13.8kWh, Number of BESS/BS in system : 2, Inverter manufacturer : Fronius, Inverter model # : Symo GEN24 10.0 Plus, Smart controller/meter manufacturer : SwitchDin, Smart controller/meter model # : Droplet, Current sensor manufacturer : NULL, Current sensor model # : NULL, Other major component manufacturer : NULL, Other major component model # : NULL, Other major component manufacturer : NULL, Other major component model # : NULL, Battery Brand : BYD, SystemId : NULL
02-Nov-20 | HBS1907 | BYD Battery-Box Premium HVM 16.6/16.54kWh (2 off) w/ Fronius Symo GEN24 10.0 Plus inverter, SwitchDin 'smart controller' | NULL | 33.2 | NULL | NULL | BYD | Battery-Box Premium HVM 16.6/16.54kWh | 2 | Fronius | Symo GEN24 10.0 Plus | SwitchDin | Droplet | NULL | NULL | NULL | NULL | NULL | NULL | BYD | NULL | Date Added : 02-Nov-20, Reference # : HBS1907, HBS designation : BYD Battery-Box Premium HVM 16.6/16.54kWh (2 off) w/ Fronius Symo GEN24 10.0 Plus inverter, SwitchDin 'smart controller', Inverter Capacity (Var) : NULL, Useable capacity (kWh) : 33.2, BESS manufacturer : NULL, BESS Model # : NULL, Battery System (BS) Manufacturer : BYD, Battery System (BS) Model # : Battery-Box Premium HVM 16.6/16.54kWh, Number of BESS/BS in system : 2, Inverter manufacturer : Fronius, Inverter model # : Symo GEN24 10.0 Plus, Smart controller/meter manufacturer : SwitchDin, Smart controller/meter model # : Droplet, Current sensor manufacturer : NULL, Current sensor model # : NULL, Other major component manufacturer : NULL, Other major component model # : NULL, Other major component manufacturer : NULL, Other major component model # : NULL, Battery Brand : BYD, SystemId : NULL
02-Nov-20 | HBS1908 | BYD Battery-Box Premium HVM 19.3/19.32kWh (2 off) w/ Fronius Symo GEN24 10.0 Plus inverter, SwitchDin 'smart controller' | NULL | 38.6 | NULL | NULL | BYD | Battery-Box Premium HVM 19.3/19.32kWh | 2 | Fronius | Symo GEN24 10.0 Plus | SwitchDin | Droplet | NULL | NULL | NULL | NULL | NULL | NULL | BYD | NULL | Date Added : 02-Nov-20, Reference # : HBS1908, HBS designation : BYD Battery-Box Premium HVM 19.3/19.32kWh (2 off) w/ Fronius Symo GEN24 10.0 Plus inverter, SwitchDin 'smart controller', Inverter Capacity (Var) : NULL, Useable capacity (kWh) : 38.6, BESS manufacturer : NULL, BESS Model # : NULL, Battery System (BS) Manufacturer : BYD, Battery System (BS) Model # : Battery-Box Premium HVM 19.3/19.32kWh, Number of BESS/BS in system : 2, Inverter manufacturer : Fronius, Inverter model # : Symo GEN24 10.0 Plus, Smart controller/meter manufacturer : SwitchDin, Smart controller/meter model # : Droplet, Current sensor manufacturer : NULL, Current sensor model # : NULL, Other major component manufacturer : NULL, Other major component model # : NULL, Other major component manufacturer : NULL, Other major component model # : NULL, Battery Brand : BYD, SystemId : NULL
02-Nov-20 | HBS1909 | BYD Battery-Box Premium HVM 22.1/22.08kWh (2 off) w/ Fronius Symo GEN24 10.0 Plus inverter, SwitchDin 'smart controller' | NULL | 44.2 | NULL | NULL | BYD | Battery-Box Premium HVM 22.1/22.08kWh | 2 | Fronius | Symo GEN24 10.0 Plus | SwitchDin | Droplet | NULL | NULL | NULL | NULL | NULL | NULL | BYD | NULL | Date Added : 02-Nov-20, Reference # : HBS1909, HBS designation : BYD Battery-Box Premium HVM 22.1/22.08kWh (2 off) w/ Fronius Symo GEN24 10.0 Plus inverter, SwitchDin 'smart controller', Inverter Capacity (Var) : NULL, Useable capacity (kWh) : 44.2, BESS manufacturer : NULL, BESS Model # : NULL, Battery System (BS) Manufacturer : BYD, Battery System (BS) Model # : Battery-Box Premium HVM 22.1/22.08kWh, Number of BESS/BS in system : 2, Inverter manufacturer : Fronius, Inverter model # : Symo GEN24 10.0 Plus, Smart controller/meter manufacturer : SwitchDin, Smart controller/meter model # : Droplet, Current sensor manufacturer : NULL, Current sensor model # : NULL, Other major component manufacturer : NULL, Other major component model # : NULL, Other major component manufacturer : NULL, Other major component model # : NULL, Battery Brand : BYD, SystemId : NULL
02-Nov-20 | HBS1910 | BYD Battery-Box Premium HVM 11.0/11.04kWh (3 off) w/ Fronius Symo GEN24 10.0 Plus inverter, SwitchDin 'smart controller' | NULL | 33 | NULL | NULL | BYD | Battery-Box Premium HVM 11.0/11.04kWh | 3 | Fronius | Symo GEN24 10.0 Plus | SwitchDin | Droplet | NULL | NULL | NULL | NULL | NULL | NULL | BYD | NULL | Date Added : 02-Nov-20, Reference # : HBS1910, HBS designation : BYD Battery-Box Premium HVM 11.0/11.04kWh (3 off) w/ Fronius Symo GEN24 10.0 Plus inverter, SwitchDin 'smart controller', Inverter Capacity (Var) : NULL, Useable capacity (kWh) : 33, BESS manufacturer : NULL, BESS Model # : NULL, Battery System (BS) Manufacturer : BYD, Battery System (BS) Model # : Battery-Box Premium HVM 11.0/11.04kWh, Number of BESS/BS in system : 3, Inverter manufacturer : Fronius, Inverter model # : Symo GEN24 10.0 Plus, Smart controller/meter manufacturer : SwitchDin, Smart controller/meter model # : Droplet, Current sensor manufacturer : NULL, Current sensor model # : NULL, Other major component manufacturer : NULL, Other major component model # : NULL, Other major component manufacturer : NULL, Other major component model # : NULL, Battery Brand : BYD, SystemId : NULL
02-Nov-20 | HBS1911 | BYD Battery-Box Premium HVM 13.8/13.8kWh (3 off) w/ Fronius Symo GEN24 10.0 Plus inverter, SwitchDin 'smart controller' | NULL | 41.4 | NULL | NULL | BYD | Battery-Box Premium HVM 13.8/13.8kWh | 3 | Fronius | Symo GEN24 10.0 Plus | SwitchDin | Droplet | NULL | NULL | NULL | NULL | NULL | NULL | BYD | NULL | Date Added : 02-Nov-20, Reference # : HBS1911, HBS designation : BYD Battery-Box Premium HVM 13.8/13.8kWh (3 off) w/ Fronius Symo GEN24 10.0 Plus inverter, SwitchDin 'smart controller', Inverter Capacity (Var) : NULL, Useable capacity (kWh) : 41.4, BESS manufacturer : NULL, BESS Model # : NULL, Battery System (BS) Manufacturer : BYD, Battery System (BS) Model # : Battery-Box Premium HVM 13.8/13.8kWh, Number of BESS/BS in system : 3, Inverter manufacturer : Fronius, Inverter model # : Symo GEN24 10.0 Plus, Smart controller/meter manufacturer : SwitchDin, Smart controller/meter model # : Droplet, Current sensor manufacturer : NULL, Current sensor model # : NULL, Other major component manufacturer : NULL, Other major component model # : NULL, Other major component manufacturer : NULL, Other major component model # : NULL, Battery Brand : BYD, SystemId : NULL
02-Nov-20 | HBS1912 | BYD Battery-Box Premium HVM 16.6/16.54kWh (3 off) w/ Fronius Symo GEN24 10.0 Plus inverter, SwitchDin 'smart controller' | NULL | 49.8 | NULL | NULL | BYD | Battery-Box Premium HVM 16.6/16.54kWh | 3 | Fronius | Symo GEN24 10.0 Plus | SwitchDin | Droplet | NULL | NULL | NULL | NULL | NULL | NULL | BYD | NULL | Date Added : 02-Nov-20, Reference # : HBS1912, HBS designation : BYD Battery-Box Premium HVM 16.6/16.54kWh (3 off) w/ Fronius Symo GEN24 10.0 Plus inverter, SwitchDin 'smart controller', Inverter Capacity (Var) : NULL, Useable capacity (kWh) : 49.8, BESS manufacturer : NULL, BESS Model # : NULL, Battery System (BS) Manufacturer : BYD, Battery System (BS) Model # : Battery-Box Premium HVM 16.6/16.54kWh, Number of BESS/BS in system : 3, Inverter manufacturer : Fronius, Inverter model # : Symo GEN24 10.0 Plus, Smart controller/meter manufacturer : SwitchDin, Smart controller/meter model # : Droplet, Current sensor manufacturer : NULL, Current sensor model # : NULL, Other major component manufacturer : NULL, Other major component model # : NULL, Other major component manufacturer : NULL, Other major component model # : NULL, Battery Brand : BYD, SystemId : NULL
02-Nov-20 | HBS1913 | BYD Battery-Box Premium HVM 19.3/19.32kWh (3 off) w/ Fronius Symo GEN24 10.0 Plus inverter, SwitchDin 'smart controller' | NULL | 57.9 | NULL | NULL | BYD | Battery-Box Premium HVM 19.3/19.32kWh | 3 | Fronius | Symo GEN24 10.0 Plus | SwitchDin | Droplet | NULL | NULL | NULL | NULL | NULL | NULL | BYD | NULL | Date Added : 02-Nov-20, Reference # : HBS1913, HBS designation : BYD Battery-Box Premium HVM 19.3/19.32kWh (3 off) w/ Fronius Symo GEN24 10.0 Plus inverter, SwitchDin 'smart controller', Inverter Capacity (Var) : NULL, Useable capacity (kWh) : 57.9, BESS manufacturer : NULL, BESS Model # : NULL, Battery System (BS) Manufacturer : BYD, Battery System (BS) Model # : Battery-Box Premium HVM 19.3/19.32kWh, Number of BESS/BS in system : 3, Inverter manufacturer : Fronius, Inverter model # : Symo GEN24 10.0 Plus, Smart controller/meter manufacturer : SwitchDin, Smart controller/meter model # : Droplet, Current sensor manufacturer : NULL, Current sensor model # : NULL, Other major component manufacturer : NULL, Other major component model # : NULL, Other major component manufacturer : NULL, Other major component model # : NULL, Battery Brand : BYD, SystemId : NULL
02-Nov-20 | HBS1915 | Growatt GBLI 6532 (2 off) w/ Growatt SPH5000 inverter, Shinelink, Eastron SDM-120 CT-40mA meter | 4999 | 12 | NULL | NULL | Growatt | GBLI 6532 | 2 | Shenzhen Growatt New Energy Technology Co Ltd | Growatt SPH5000 inverter | Eastron | SDM-120 CT-40mA | NULL | NULL | NULL | NULL | Shenzhen Growatt New Energy Technology Co Ltd | Shinelink | Growatt | NULL | Date Added : 02-Nov-20, Reference # : HBS1915, HBS designation : Growatt GBLI 6532 (2 off) w/ Growatt SPH5000 inverter, Shinelink, Eastron SDM-120 CT-40mA meter, Inverter Capacity (Var) : 4999, Useable capacity (kWh) : 12, BESS manufacturer : NULL, BESS Model # : NULL, Battery System (BS) Manufacturer : Growatt, Battery System (BS) Model # : GBLI 6532, Number of BESS/BS in system : 2, Inverter manufacturer : Shenzhen Growatt New Energy Technology Co Ltd, Inverter model # : Growatt SPH5000 inverter, Smart controller/meter manufacturer : Eastron, Smart controller/meter model # : SDM-120 CT-40mA, Current sensor manufacturer : NULL, Current sensor model # : NULL, Other major component manufacturer : NULL, Other major component model # : NULL, Other major component manufacturer : Shenzhen Growatt New Energy Technology Co Ltd, Other major component model # : Shinelink, Battery Brand : Growatt, SystemId : NULL
02-Nov-20 | HBS1916 | Growatt GBLI 6532 (2 off) w/ Growatt SPA 3000TL BL inverter, Shinelink, Eastron SDM-120 CT-40mA meter | 3000 | 12 | NULL | NULL | Growatt | GBLI 6532 | 2 | Shenzhen Growatt New Energy Technology Co Ltd | Growatt SPA 3000TL BL inverter | Eastron | SDM-120 CT-40mA | NULL | NULL | NULL | NULL | Shenzhen Growatt New Energy Technology Co Ltd | Shinelink | Growatt | NULL | Date Added : 02-Nov-20, Reference # : HBS1916, HBS designation : Growatt GBLI 6532 (2 off) w/ Growatt SPA 3000TL BL inverter, Shinelink, Eastron SDM-120 CT-40mA meter, Inverter Capacity (Var) : 3000, Useable capacity (kWh) : 12, BESS manufacturer : NULL, BESS Model # : NULL, Battery System (BS) Manufacturer : Growatt, Battery System (BS) Model # : GBLI 6532, Number of BESS/BS in system : 2, Inverter manufacturer : Shenzhen Growatt New Energy Technology Co Ltd, Inverter model # : Growatt SPA 3000TL BL inverter, Smart controller/meter manufacturer : Eastron, Smart controller/meter model # : SDM-120 CT-40mA, Current sensor manufacturer : NULL, Current sensor model # : NULL, Other major component manufacturer : NULL, Other major component model # : NULL, Other major component manufacturer : Shenzhen Growatt New Energy Technology Co Ltd, Other major component model # : Shinelink, Battery Brand : Growatt, SystemId : NULL
02-Nov-20 | HBS1917 | Growatt GBLI 6532 (1 off) w/ Growatt SPH5000 inverter, Shinelink, Eastron SDM-120 CT-40mA meter | 4999 | 6 | NULL | NULL | Growatt | GBLI 6532 | 1 | Shenzhen Growatt New Energy Technology Co Ltd | Growatt SPH5000 inverter | Eastron | SDM-120 CT-40mA | NULL | NULL | NULL | NULL | Shenzhen Growatt New Energy Technology Co Ltd | Shinelink | Growatt | NULL | Date Added : 02-Nov-20, Reference # : HBS1917, HBS designation : Growatt GBLI 6532 (1 off) w/ Growatt SPH5000 inverter, Shinelink, Eastron SDM-120 CT-40mA meter, Inverter Capacity (Var) : 4999, Useable capacity (kWh) : 6, BESS manufacturer : NULL, BESS Model # : NULL, Battery System (BS) Manufacturer : Growatt, Battery System (BS) Model # : GBLI 6532, Number of BESS/BS in system : 1, Inverter manufacturer : Shenzhen Growatt New Energy Technology Co Ltd, Inverter model # : Growatt SPH5000 inverter, Smart controller/meter manufacturer : Eastron, Smart controller/meter model # : SDM-120 CT-40mA, Current sensor manufacturer : NULL, Current sensor model # : NULL, Other major component manufacturer : NULL, Other major component model # : NULL, Other major component manufacturer : Shenzhen Growatt New Energy Technology Co Ltd, Other major component model # : Shinelink, Battery Brand : Growatt, SystemId : NULL
02-Nov-20 | HBS1918 | Growatt GBLI 6532 (1 off) w/ Growatt SPA 3000TL BL inverter, Shinelink, Eastron SDM-120 CT-40mA meter | 3000 | 6 | NULL | NULL | Growatt | GBLI 6532 | 1 | Shenzhen Growatt New Energy Technology Co Ltd | Growatt SPA 3000TL BL inverter | Eastron | SDM-120 CT-40mA | NULL | NULL | NULL | NULL | Shenzhen Growatt New Energy Technology Co Ltd | Shinelink | Growatt | NULL | Date Added : 02-Nov-20, Reference # : HBS1918, HBS designation : Growatt GBLI 6532 (1 off) w/ Growatt SPA 3000TL BL inverter, Shinelink, Eastron SDM-120 CT-40mA meter, Inverter Capacity (Var) : 3000, Useable capacity (kWh) : 6, BESS manufacturer : NULL, BESS Model # : NULL, Battery System (BS) Manufacturer : Growatt, Battery System (BS) Model # : GBLI 6532, Number of BESS/BS in system : 1, Inverter manufacturer : Shenzhen Growatt New Energy Technology Co Ltd, Inverter model # : Growatt SPA 3000TL BL inverter, Smart controller/meter manufacturer : Eastron, Smart controller/meter model # : SDM-120 CT-40mA, Current sensor manufacturer : NULL, Current sensor model # : NULL, Other major component manufacturer : NULL, Other major component model # : NULL, Other major component manufacturer : Shenzhen Growatt New Energy Technology Co Ltd, Other major component model # : Shinelink, Battery Brand : Growatt, SystemId : NULL
02-Nov-20 | HBS1919 | Growatt GBLI 6532 (2 off) w/ Growatt SPH6000 inverter, Shinelink, Eastron SDM-120 CT-40mA meter | 6000 | 12 | NULL | NULL | Growatt | GBLI 6532 | 2 | Shenzhen Growatt New Energy Technology Co Ltd | Growatt SPH6000 inverter | Eastron | SDM-120 CT-40mA | NULL | NULL | NULL | NULL | Shenzhen Growatt New Energy Technology Co Ltd | Shinelink | Growatt | NULL | Date Added : 02-Nov-20, Reference # : HBS1919, HBS designation : Growatt GBLI 6532 (2 off) w/ Growatt SPH6000 inverter, Shinelink, Eastron SDM-120 CT-40mA meter, Inverter Capacity (Var) : 6000, Useable capacity (kWh) : 12, BESS manufacturer : NULL, BESS Model # : NULL, Battery System (BS) Manufacturer : Growatt, Battery System (BS) Model # : GBLI 6532, Number of BESS/BS in system : 2, Inverter manufacturer : Shenzhen Growatt New Energy Technology Co Ltd, Inverter model # : Growatt SPH6000 inverter, Smart controller/meter manufacturer : Eastron, Smart controller/meter model # : SDM-120 CT-40mA, Current sensor manufacturer : NULL, Current sensor model # : NULL, Other major component manufacturer : NULL, Other major component model # : NULL, Other major component manufacturer : Shenzhen Growatt New Energy Technology Co Ltd, Other major component model # : Shinelink, Battery Brand : Growatt, SystemId : NULL
02-Nov-20 | HBS1920 | Growatt GBLI 6532 (1 off) w/ Growatt SPH6000 inverter, Shinelink, Eastron SDM-120 CT-40mA meter | 6000 | 6 | NULL | NULL | Growatt | GBLI 6532 | 1 | Shenzhen Growatt New Energy Technology Co Ltd | Growatt SPH6000 inverter | Eastron | SDM-120 CT-40mA | NULL | NULL | NULL | NULL | Shenzhen Growatt New Energy Technology Co Ltd | Shinelink | Growatt | NULL | Date Added : 02-Nov-20, Reference # : HBS1920, HBS designation : Growatt GBLI 6532 (1 off) w/ Growatt SPH6000 inverter, Shinelink, Eastron SDM-120 CT-40mA meter, Inverter Capacity (Var) : 6000, Useable capacity (kWh) : 6, BESS manufacturer : NULL, BESS Model # : NULL, Battery System (BS) Manufacturer : Growatt, Battery System (BS) Model # : GBLI 6532, Number of BESS/BS in system : 1, Inverter manufacturer : Shenzhen Growatt New Energy Technology Co Ltd, Inverter model # : Growatt SPH6000 inverter, Smart controller/meter manufacturer : Eastron, Smart controller/meter model # : SDM-120 CT-40mA, Current sensor manufacturer : NULL, Current sensor model # : NULL, Other major component manufacturer : NULL, Other major component model # : NULL, Other major component manufacturer : Shenzhen Growatt New Energy Technology Co Ltd, Other major component model # : Shinelink, Battery Brand : Growatt, SystemId : NULL
02-Nov-20 | HBS1921 | Growatt GBLI 6532 (1 off) w/ Growatt SPH5000 inverter, Shinelink, Eastron SDM-630 MCT-40mA meter | 4999 | 6 | NULL | NULL | Growatt | GBLI 6532 | 1 | Shenzhen Growatt New Energy Technology Co Ltd | Growatt SPH5000 inverter | Eastron | SDM-630 MCT-40mA | NULL | NULL | NULL | NULL | Shenzhen Growatt New Energy Technology Co Ltd | Shinelink | Growatt | NULL | Date Added : 02-Nov-20, Reference # : HBS1921, HBS designation : Growatt GBLI 6532 (1 off) w/ Growatt SPH5000 inverter, Shinelink, Eastron SDM-630 MCT-40mA meter, Inverter Capacity (Var) : 4999, Useable capacity (kWh) : 6, BESS manufacturer : NULL, BESS Model # : NULL, Battery System (BS) Manufacturer : Growatt, Battery System (BS) Model # : GBLI 6532, Number of BESS/BS in system : 1, Inverter manufacturer : Shenzhen Growatt New Energy Technology Co Ltd, Inverter model # : Growatt SPH5000 inverter, Smart controller/meter manufacturer : Eastron, Smart controller/meter model # : SDM-630 MCT-40mA, Current sensor manufacturer : NULL, Current sensor model # : NULL, Other major component manufacturer : NULL, Other major component model # : NULL, Other major component manufacturer : Shenzhen Growatt New Energy Technology Co Ltd, Other major component model # : Shinelink, Battery Brand : Growatt, SystemId : NULL
02-Nov-20 | HBS1922 | Growatt GBLI 6532 (2 off) w/ Growatt SPH5000 inverter, Shinelink, Eastron SDM-630 MCT-40mA meter | 4999 | 12 | NULL | NULL | Growatt | GBLI 6532 | 2 | Shenzhen Growatt New Energy Technology Co Ltd | Growatt SPH5000 inverter | Eastron | SDM-630 MCT-40mA | NULL | NULL | NULL | NULL | Shenzhen Growatt New Energy Technology Co Ltd | Shinelink | Growatt | NULL | Date Added : 02-Nov-20, Reference # : HBS1922, HBS designation : Growatt GBLI 6532 (2 off) w/ Growatt SPH5000 inverter, Shinelink, Eastron SDM-630 MCT-40mA meter, Inverter Capacity (Var) : 4999, Useable capacity (kWh) : 12, BESS manufacturer : NULL, BESS Model # : NULL, Battery System (BS) Manufacturer : Growatt, Battery System (BS) Model # : GBLI 6532, Number of BESS/BS in system : 2, Inverter manufacturer : Shenzhen Growatt New Energy Technology Co Ltd, Inverter model # : Growatt SPH5000 inverter, Smart controller/meter manufacturer : Eastron, Smart controller/meter model # : SDM-630 MCT-40mA, Current sensor manufacturer : NULL, Current sensor model # : NULL, Other major component manufacturer : NULL, Other major component model # : NULL, Other major component manufacturer : Shenzhen Growatt New Energy Technology Co Ltd, Other major component model # : Shinelink, Battery Brand : Growatt, SystemId : NULL
02-Nov-20 | HBS1923 | Growatt GBLI 6532 (1 off) w/ Growatt SPH6000 inverter, Shinelink, Eastron SDM-630 MCT-40mA meter | 6000 | 6 | NULL | NULL | Growatt | GBLI 6532 | 1 | Shenzhen Growatt New Energy Technology Co Ltd | Growatt SPH6000 inverter | Eastron | SDM-630 MCT-40mA | NULL | NULL | NULL | NULL | Shenzhen Growatt New Energy Technology Co Ltd | Shinelink | Growatt | NULL | Date Added : 02-Nov-20, Reference # : HBS1923, HBS designation : Growatt GBLI 6532 (1 off) w/ Growatt SPH6000 inverter, Shinelink, Eastron SDM-630 MCT-40mA meter, Inverter Capacity (Var) : 6000, Useable capacity (kWh) : 6, BESS manufacturer : NULL, BESS Model # : NULL, Battery System (BS) Manufacturer : Growatt, Battery System (BS) Model # : GBLI 6532, Number of BESS/BS in system : 1, Inverter manufacturer : Shenzhen Growatt New Energy Technology Co Ltd, Inverter model # : Growatt SPH6000 inverter, Smart controller/meter manufacturer : Eastron, Smart controller/meter model # : SDM-630 MCT-40mA, Current sensor manufacturer : NULL, Current sensor model # : NULL, Other major component manufacturer : NULL, Other major component model # : NULL, Other major component manufacturer : Shenzhen Growatt New Energy Technology Co Ltd, Other major component model # : Shinelink, Battery Brand : Growatt, SystemId : NULL
02-Nov-20 | HBS1924 | Growatt GBLI 6532 (2 off) w/ Growatt SPH6000 inverter, Shinelink, Eastron SDM-630 MCT-40mA meter | 6000 | 12 | NULL | NULL | Growatt | GBLI 6532 | 2 | Shenzhen Growatt New Energy Technology Co Ltd | Growatt SPH6000 inverter | Eastron | SDM-630 MCT-40mA | NULL | NULL | NULL | NULL | Shenzhen Growatt New Energy Technology Co Ltd | Shinelink | Growatt | NULL | Date Added : 02-Nov-20, Reference # : HBS1924, HBS designation : Growatt GBLI 6532 (2 off) w/ Growatt SPH6000 inverter, Shinelink, Eastron SDM-630 MCT-40mA meter, Inverter Capacity (Var) : 6000, Useable capacity (kWh) : 12, BESS manufacturer : NULL, BESS Model # : NULL, Battery System (BS) Manufacturer : Growatt, Battery System (BS) Model # : GBLI 6532, Number of BESS/BS in system : 2, Inverter manufacturer : Shenzhen Growatt New Energy Technology Co Ltd, Inverter model # : Growatt SPH6000 inverter, Smart controller/meter manufacturer : Eastron, Smart controller/meter model # : SDM-630 MCT-40mA, Current sensor manufacturer : NULL, Current sensor model # : NULL, Other major component manufacturer : NULL, Other major component model # : NULL, Other major component manufacturer : Shenzhen Growatt New Energy Technology Co Ltd, Other major component model # : Shinelink, Battery Brand : Growatt, SystemId : NULL
02-Nov-20 | HBS1925 | Growatt GBLI 6532 (1 off) w/ Growatt SPA 3000TL BL inverter, Shinelink, Eastron SDM-630 MCT-40mA meter | 3000 | 6 | NULL | NULL | Growatt | GBLI 6532 | 1 | Shenzhen Growatt New Energy Technology Co Ltd | Growatt SPA 3000TL BL inverter | Eastron | SDM-630 MCT-40mA | NULL | NULL | NULL | NULL | Shenzhen Growatt New Energy Technology Co Ltd | Shinelink | Growatt | NULL | Date Added : 02-Nov-20, Reference # : HBS1925, HBS designation : Growatt GBLI 6532 (1 off) w/ Growatt SPA 3000TL BL inverter, Shinelink, Eastron SDM-630 MCT-40mA meter, Inverter Capacity (Var) : 3000, Useable capacity (kWh) : 6, BESS manufacturer : NULL, BESS Model # : NULL, Battery System (BS) Manufacturer : Growatt, Battery System (BS) Model # : GBLI 6532, Number of BESS/BS in system : 1, Inverter manufacturer : Shenzhen Growatt New Energy Technology Co Ltd, Inverter model # : Growatt SPA 3000TL BL inverter, Smart controller/meter manufacturer : Eastron, Smart controller/meter model # : SDM-630 MCT-40mA, Current sensor manufacturer : NULL, Current sensor model # : NULL, Other major component manufacturer : NULL, Other major component model # : NULL, Other major component manufacturer : Shenzhen Growatt New Energy Technology Co Ltd, Other major component model # : Shinelink, Battery Brand : Growatt, SystemId : NULL
02-Nov-20 | HBS1926 | Growatt GBLI 6532 (2 off) w/ Growatt SPA 3000TL BL inverter, Shinelink, Eastron SDM-630 MCT-40mA meter | 3000 | 12 | NULL | NULL | Growatt | GBLI 6532 | 2 | Shenzhen Growatt New Energy Technology Co Ltd | Growatt SPA 3000TL BL inverter | Eastron | SDM-630 MCT-40mA | NULL | NULL | NULL | NULL | Shenzhen Growatt New Energy Technology Co Ltd | Shinelink | Growatt | NULL | Date Added : 02-Nov-20, Reference # : HBS1926, HBS designation : Growatt GBLI 6532 (2 off) w/ Growatt SPA 3000TL BL inverter, Shinelink, Eastron SDM-630 MCT-40mA meter, Inverter Capacity (Var) : 3000, Useable capacity (kWh) : 12, BESS manufacturer : NULL, BESS Model # : NULL, Battery System (BS) Manufacturer : Growatt, Battery System (BS) Model # : GBLI 6532, Number of BESS/BS in system : 2, Inverter manufacturer : Shenzhen Growatt New Energy Technology Co Ltd, Inverter model # : Growatt SPA 3000TL BL inverter, Smart controller/meter manufacturer : Eastron, Smart controller/meter model # : SDM-630 MCT-40mA, Current sensor manufacturer : NULL, Current sensor model # : NULL, Other major component manufacturer : NULL, Other major component model # : NULL, Other major component manufacturer : Shenzhen Growatt New Energy Technology Co Ltd, Other major component model # : Shinelink, Battery Brand : Growatt, SystemId : NULL
02-Nov-20 | HBS1929 | BYD Battery-Box Premium HVS 5.1/5.12kWh (1 off) w/ Fronius Primo GEN24 3.0 Plus inverter, SwitchDin 'smart controller' | NULL | 5.1 | NULL | NULL | BYD | Battery-Box Premium HVS 5.1/5.12kWh | 1 | Fronius | Primo GEN24 3.0 Plus | SwitchDin | Droplet | NULL | NULL | NULL | NULL | NULL | NULL | BYD | NULL | Date Added : 02-Nov-20, Reference # : HBS1929, HBS designation : BYD Battery-Box Premium HVS 5.1/5.12kWh (1 off) w/ Fronius Primo GEN24 3.0 Plus inverter, SwitchDin 'smart controller', Inverter Capacity (Var) : NULL, Useable capacity (kWh) : 5.1, BESS manufacturer : NULL, BESS Model # : NULL, Battery System (BS) Manufacturer : BYD, Battery System (BS) Model # : Battery-Box Premium HVS 5.1/5.12kWh, Number of BESS/BS in system : 1, Inverter manufacturer : Fronius, Inverter model # : Primo GEN24 3.0 Plus, Smart controller/meter manufacturer : SwitchDin, Smart controller/meter model # : Droplet, Current sensor manufacturer : NULL, Current sensor model # : NULL, Other major component manufacturer : NULL, Other major component model # : NULL, Other major component manufacturer : NULL, Other major component model # : NULL, Battery Brand : BYD, SystemId : NULL
02-Nov-20 | HBS1930 | BYD Battery-Box Premium HVS 7.7/7.68kWh (1 off) w/ Fronius Primo GEN24 3.0 Plus inverter, SwitchDin 'smart controller' | NULL | 7.7 | NULL | NULL | BYD | Battery-Box Premium HVS 7.7/7.68kWh | 1 | Fronius | Primo GEN24 3.0 Plus | SwitchDin | Droplet | NULL | NULL | NULL | NULL | NULL | NULL | BYD | NULL | Date Added : 02-Nov-20, Reference # : HBS1930, HBS designation : BYD Battery-Box Premium HVS 7.7/7.68kWh (1 off) w/ Fronius Primo GEN24 3.0 Plus inverter, SwitchDin 'smart controller', Inverter Capacity (Var) : NULL, Useable capacity (kWh) : 7.7, BESS manufacturer : NULL, BESS Model # : NULL, Battery System (BS) Manufacturer : BYD, Battery System (BS) Model # : Battery-Box Premium HVS 7.7/7.68kWh, Number of BESS/BS in system : 1, Inverter manufacturer : Fronius, Inverter model # : Primo GEN24 3.0 Plus, Smart controller/meter manufacturer : SwitchDin, Smart controller/meter model # : Droplet, Current sensor manufacturer : NULL, Current sensor model # : NULL, Other major component manufacturer : NULL, Other major component model # : NULL, Other major component manufacturer : NULL, Other major component model # : NULL, Battery Brand : BYD, SystemId : NULL
02-Nov-20 | HBS1931 | BYD Battery-Box Premium HVS 5.1/5.12kWh (2 off) w/ Fronius Primo GEN24 3.0 Plus inverter, SwitchDin 'smart controller' | NULL | 10.2 | NULL | NULL | BYD | Battery-Box Premium HVS 5.1/5.12kWh | 2 | Fronius | Primo GEN24 3.0 Plus | SwitchDin | Droplet | NULL | NULL | NULL | NULL | NULL | NULL | BYD | NULL | Date Added : 02-Nov-20, Reference # : HBS1931, HBS designation : BYD Battery-Box Premium HVS 5.1/5.12kWh (2 off) w/ Fronius Primo GEN24 3.0 Plus inverter, SwitchDin 'smart controller', Inverter Capacity (Var) : NULL, Useable capacity (kWh) : 10.2, BESS manufacturer : NULL, BESS Model # : NULL, Battery System (BS) Manufacturer : BYD, Battery System (BS) Model # : Battery-Box Premium HVS 5.1/5.12kWh, Number of BESS/BS in system : 2, Inverter manufacturer : Fronius, Inverter model # : Primo GEN24 3.0 Plus, Smart controller/meter manufacturer : SwitchDin, Smart controller/meter model # : Droplet, Current sensor manufacturer : NULL, Current sensor model # : NULL, Other major component manufacturer : NULL, Other major component model # : NULL, Other major component manufacturer : NULL, Other major component model # : NULL, Battery Brand : BYD, SystemId : NULL
02-Nov-20 | HBS1932 | BYD Battery-Box Premium HVS 7.7/7.68kWh (2 off) w/ Fronius Primo GEN24 3.0 Plus inverter, SwitchDin 'smart controller' | NULL | 15.4 | NULL | NULL | BYD | Battery-Box Premium HVS 7.7/7.68kWh | 2 | Fronius | Primo GEN24 3.0 Plus | SwitchDin | Droplet | NULL | NULL | NULL | NULL | NULL | NULL | BYD | NULL | Date Added : 02-Nov-20, Reference # : HBS1932, HBS designation : BYD Battery-Box Premium HVS 7.7/7.68kWh (2 off) w/ Fronius Primo GEN24 3.0 Plus inverter, SwitchDin 'smart controller', Inverter Capacity (Var) : NULL, Useable capacity (kWh) : 15.4, BESS manufacturer : NULL, BESS Model # : NULL, Battery System (BS) Manufacturer : BYD, Battery System (BS) Model # : Battery-Box Premium HVS 7.7/7.68kWh, Number of BESS/BS in system : 2, Inverter manufacturer : Fronius, Inverter model # : Primo GEN24 3.0 Plus, Smart controller/meter manufacturer : SwitchDin, Smart controller/meter model # : Droplet, Current sensor manufacturer : NULL, Current sensor model # : NULL, Other major component manufacturer : NULL, Other major component model # : NULL, Other major component manufacturer : NULL, Other major component model # : NULL, Battery Brand : BYD, SystemId : NULL
02-Nov-20 | HBS1933 | BYD Battery-Box Premium HVS 5.1/5.12kWh (3 off) w/ Fronius Primo GEN24 3.0 Plus inverter, SwitchDin 'smart controller' | NULL | 15.3 | NULL | NULL | BYD | Battery-Box Premium HVS 5.1/5.12kWh | 3 | Fronius | Primo GEN24 3.0 Plus | SwitchDin | Droplet | NULL | NULL | NULL | NULL | NULL | NULL | BYD | NULL | Date Added : 02-Nov-20, Reference # : HBS1933, HBS designation : BYD Battery-Box Premium HVS 5.1/5.12kWh (3 off) w/ Fronius Primo GEN24 3.0 Plus inverter, SwitchDin 'smart controller', Inverter Capacity (Var) : NULL, Useable capacity (kWh) : 15.3, BESS manufacturer : NULL, BESS Model # : NULL, Battery System (BS) Manufacturer : BYD, Battery System (BS) Model # : Battery-Box Premium HVS 5.1/5.12kWh, Number of BESS/BS in system : 3, Inverter manufacturer : Fronius, Inverter model # : Primo GEN24 3.0 Plus, Smart controller/meter manufacturer : SwitchDin, Smart controller/meter model # : Droplet, Current sensor manufacturer : NULL, Current sensor model # : NULL, Other major component manufacturer : NULL, Other major component model # : NULL, Other major component manufacturer : NULL, Other major component model # : NULL, Battery Brand : BYD, SystemId : NULL
02-Nov-20 | HBS1934 | BYD Battery-Box Premium HVS 7.7/7.68kWh (3 off) w/ Fronius Primo GEN24 3.0 Plus inverter, SwitchDin 'smart controller' | NULL | 23.1 | NULL | NULL | BYD | Battery-Box Premium HVS 7.7/7.68kWh | 3 | Fronius | Primo GEN24 3.0 Plus | SwitchDin | Droplet | NULL | NULL | NULL | NULL | NULL | NULL | BYD | NULL | Date Added : 02-Nov-20, Reference # : HBS1934, HBS designation : BYD Battery-Box Premium HVS 7.7/7.68kWh (3 off) w/ Fronius Primo GEN24 3.0 Plus inverter, SwitchDin 'smart controller', Inverter Capacity (Var) : NULL, Useable capacity (kWh) : 23.1, BESS manufacturer : NULL, BESS Model # : NULL, Battery System (BS) Manufacturer : BYD, Battery System (BS) Model # : Battery-Box Premium HVS 7.7/7.68kWh, Number of BESS/BS in system : 3, Inverter manufacturer : Fronius, Inverter model # : Primo GEN24 3.0 Plus, Smart controller/meter manufacturer : SwitchDin, Smart controller/meter model # : Droplet, Current sensor manufacturer : NULL, Current sensor model # : NULL, Other major component manufacturer : NULL, Other major component model # : NULL, Other major component manufacturer : NULL, Other major component model # : NULL, Battery Brand : BYD, SystemId : NULL
02-Nov-20 | HBS1936 | BYD Battery-Box Premium HVM 11.0/11.04kWh (1 off) w/ Fronius Primo GEN24 3.0 Plus inverter, SwitchDin 'smart controller' | NULL | 11 | NULL | NULL | BYD | Battery-Box Premium HVM 11.0/11.04kWh | 1 | Fronius | Primo GEN24 3.0 Plus | SwitchDin | Droplet | NULL | NULL | NULL | NULL | NULL | NULL | BYD | NULL | Date Added : 02-Nov-20, Reference # : HBS1936, HBS designation : BYD Battery-Box Premium HVM 11.0/11.04kWh (1 off) w/ Fronius Primo GEN24 3.0 Plus inverter, SwitchDin 'smart controller', Inverter Capacity (Var) : NULL, Useable capacity (kWh) : 11, BESS manufacturer : NULL, BESS Model # : NULL, Battery System (BS) Manufacturer : BYD, Battery System (BS) Model # : Battery-Box Premium HVM 11.0/11.04kWh, Number of BESS/BS in system : 1, Inverter manufacturer : Fronius, Inverter model # : Primo GEN24 3.0 Plus, Smart controller/meter manufacturer : SwitchDin, Smart controller/meter model # : Droplet, Current sensor manufacturer : NULL, Current sensor model # : NULL, Other major component manufacturer : NULL, Other major component model # : NULL, Other major component manufacturer : NULL, Other major component model # : NULL, Battery Brand : BYD, SystemId : NULL
02-Nov-20 | HBS1937 | BYD Battery-Box Premium HVM 13.8/13.8kWh (1 off) w/ Fronius Primo GEN24 3.0 Plus inverter, SwitchDin 'smart controller' | NULL | 13.8 | NULL | NULL | BYD | Battery-Box Premium HVM 13.8/13.8kWh | 1 | Fronius | Primo GEN24 3.0 Plus | SwitchDin | Droplet | NULL | NULL | NULL | NULL | NULL | NULL | BYD | NULL | Date Added : 02-Nov-20, Reference # : HBS1937, HBS designation : BYD Battery-Box Premium HVM 13.8/13.8kWh (1 off) w/ Fronius Primo GEN24 3.0 Plus inverter, SwitchDin 'smart controller', Inverter Capacity (Var) : NULL, Useable capacity (kWh) : 13.8, BESS manufacturer : NULL, BESS Model # : NULL, Battery System (BS) Manufacturer : BYD, Battery System (BS) Model # : Battery-Box Premium HVM 13.8/13.8kWh, Number of BESS/BS in system : 1, Inverter manufacturer : Fronius, Inverter model # : Primo GEN24 3.0 Plus, Smart controller/meter manufacturer : SwitchDin, Smart controller/meter model # : Droplet, Current sensor manufacturer : NULL, Current sensor model # : NULL, Other major component manufacturer : NULL, Other major component model # : NULL, Other major component manufacturer : NULL, Other major component model # : NULL, Battery Brand : BYD, SystemId : NULL
02-Nov-20 | HBS1938 | BYD Battery-Box Premium HVM 16.6/16.54kWh (1 off) w/ Fronius Primo GEN24 3.0 Plus inverter, SwitchDin 'smart controller' | NULL | 16.6 | NULL | NULL | BYD | Battery-Box Premium HVM 16.6/16.54kWh | 1 | Fronius | Primo GEN24 3.0 Plus | SwitchDin | Droplet | NULL | NULL | NULL | NULL | NULL | NULL | BYD | NULL | Date Added : 02-Nov-20, Reference # : HBS1938, HBS designation : BYD Battery-Box Premium HVM 16.6/16.54kWh (1 off) w/ Fronius Primo GEN24 3.0 Plus inverter, SwitchDin 'smart controller', Inverter Capacity (Var) : NULL, Useable capacity (kWh) : 16.6, BESS manufacturer : NULL, BESS Model # : NULL, Battery System (BS) Manufacturer : BYD, Battery System (BS) Model # : Battery-Box Premium HVM 16.6/16.54kWh, Number of BESS/BS in system : 1, Inverter manufacturer : Fronius, Inverter model # : Primo GEN24 3.0 Plus, Smart controller/meter manufacturer : SwitchDin, Smart controller/meter model # : Droplet, Current sensor manufacturer : NULL, Current sensor model # : NULL, Other major component manufacturer : NULL, Other major component model # : NULL, Other major component manufacturer : NULL, Other major component model # : NULL, Battery Brand : BYD, SystemId : NULL
02-Nov-20 | HBS1939 | BYD Battery-Box Premium HVM 19.3/19.32kWh (1 off) w/ Fronius Primo GEN24 3.0 Plus inverter, SwitchDin 'smart controller' | NULL | 19.3 | NULL | NULL | BYD | Battery-Box Premium HVM 19.3/19.32kWh | 1 | Fronius | Primo GEN24 3.0 Plus | SwitchDin | Droplet | NULL | NULL | NULL | NULL | NULL | NULL | BYD | NULL | Date Added : 02-Nov-20, Reference # : HBS1939, HBS designation : BYD Battery-Box Premium HVM 19.3/19.32kWh (1 off) w/ Fronius Primo GEN24 3.0 Plus inverter, SwitchDin 'smart controller', Inverter Capacity (Var) : NULL, Useable capacity (kWh) : 19.3, BESS manufacturer : NULL, BESS Model # : NULL, Battery System (BS) Manufacturer : BYD, Battery System (BS) Model # : Battery-Box Premium HVM 19.3/19.32kWh, Number of BESS/BS in system : 1, Inverter manufacturer : Fronius, Inverter model # : Primo GEN24 3.0 Plus, Smart controller/meter manufacturer : SwitchDin, Smart controller/meter model # : Droplet, Current sensor manufacturer : NULL, Current sensor model # : NULL, Other major component manufacturer : NULL, Other major component model # : NULL, Other major component manufacturer : NULL, Other major component model # : NULL, Battery Brand : BYD, SystemId : NULL
02-Nov-20 | HBS1941 | BYD Battery-Box Premium HVM 11.0/11.04kWh (2 off) w/ Fronius Primo GEN24 3.0 Plus inverter, SwitchDin 'smart controller' | NULL | 22 | NULL | NULL | BYD | Battery-Box Premium HVM 11.0/11.04kWh | 2 | Fronius | Primo GEN24 3.0 Plus | SwitchDin | Droplet | NULL | NULL | NULL | NULL | NULL | NULL | BYD | NULL | Date Added : 02-Nov-20, Reference # : HBS1941, HBS designation : BYD Battery-Box Premium HVM 11.0/11.04kWh (2 off) w/ Fronius Primo GEN24 3.0 Plus inverter, SwitchDin 'smart controller', Inverter Capacity (Var) : NULL, Useable capacity (kWh) : 22, BESS manufacturer : NULL, BESS Model # : NULL, Battery System (BS) Manufacturer : BYD, Battery System (BS) Model # : Battery-Box Premium HVM 11.0/11.04kWh, Number of BESS/BS in system : 2, Inverter manufacturer : Fronius, Inverter model # : Primo GEN24 3.0 Plus, Smart controller/meter manufacturer : SwitchDin, Smart controller/meter model # : Droplet, Current sensor manufacturer : NULL, Current sensor model # : NULL, Other major component manufacturer : NULL, Other major component model # : NULL, Other major component manufacturer : NULL, Other major component model # : NULL, Battery Brand : BYD, SystemId : NULL
02-Nov-20 | HBS1942 | BYD Battery-Box Premium HVM 13.8/13.8kWh (2 off) w/ Fronius Primo GEN24 3.0 Plus inverter, SwitchDin 'smart controller' | NULL | 27.6 | NULL | NULL | BYD | Battery-Box Premium HVM 13.8/13.8kWh | 2 | Fronius | Primo GEN24 3.0 Plus | SwitchDin | Droplet | NULL | NULL | NULL | NULL | NULL | NULL | BYD | NULL | Date Added : 02-Nov-20, Reference # : HBS1942, HBS designation : BYD Battery-Box Premium HVM 13.8/13.8kWh (2 off) w/ Fronius Primo GEN24 3.0 Plus inverter, SwitchDin 'smart controller', Inverter Capacity (Var) : NULL, Useable capacity (kWh) : 27.6, BESS manufacturer : NULL, BESS Model # : NULL, Battery System (BS) Manufacturer : BYD, Battery System (BS) Model # : Battery-Box Premium HVM 13.8/13.8kWh, Number of BESS/BS in system : 2, Inverter manufacturer : Fronius, Inverter model # : Primo GEN24 3.0 Plus, Smart controller/meter manufacturer : SwitchDin, Smart controller/meter model # : Droplet, Current sensor manufacturer : NULL, Current sensor model # : NULL, Other major component manufacturer : NULL, Other major component model # : NULL, Other major component manufacturer : NULL, Other major component model # : NULL, Battery Brand : BYD, SystemId : NULL
02-Nov-20 | HBS1943 | BYD Battery-Box Premium HVM 16.6/16.54kWh (2 off) w/ Fronius Primo GEN24 3.0 Plus inverter, SwitchDin 'smart controller' | NULL | 33.2 | NULL | NULL | BYD | Battery-Box Premium HVM 16.6/16.54kWh | 2 | Fronius | Primo GEN24 3.0 Plus | SwitchDin | Droplet | NULL | NULL | NULL | NULL | NULL | NULL | BYD | NULL | Date Added : 02-Nov-20, Reference # : HBS1943, HBS designation : BYD Battery-Box Premium HVM 16.6/16.54kWh (2 off) w/ Fronius Primo GEN24 3.0 Plus inverter, SwitchDin 'smart controller', Inverter Capacity (Var) : NULL, Useable capacity (kWh) : 33.2, BESS manufacturer : NULL, BESS Model # : NULL, Battery System (BS) Manufacturer : BYD, Battery System (BS) Model # : Battery-Box Premium HVM 16.6/16.54kWh, Number of BESS/BS in system : 2, Inverter manufacturer : Fronius, Inverter model # : Primo GEN24 3.0 Plus, Smart controller/meter manufacturer : SwitchDin, Smart controller/meter model # : Droplet, Current sensor manufacturer : NULL, Current sensor model # : NULL, Other major component manufacturer : NULL, Other major component model # : NULL, Other major component manufacturer : NULL, Other major component model # : NULL, Battery Brand : BYD, SystemId : NULL
02-Nov-20 | HBS1944 | BYD Battery-Box Premium HVM 19.3/19.32kWh (2 off) w/ Fronius Primo GEN24 3.0 Plus inverter, SwitchDin 'smart controller' | NULL | 38.6 | NULL | NULL | BYD | Battery-Box Premium HVM 19.3/19.32kWh | 2 | Fronius | Primo GEN24 3.0 Plus | SwitchDin | Droplet | NULL | NULL | NULL | NULL | NULL | NULL | BYD | NULL | Date Added : 02-Nov-20, Reference # : HBS1944, HBS designation : BYD Battery-Box Premium HVM 19.3/19.32kWh (2 off) w/ Fronius Primo GEN24 3.0 Plus inverter, SwitchDin 'smart controller', Inverter Capacity (Var) : NULL, Useable capacity (kWh) : 38.6, BESS manufacturer : NULL, BESS Model # : NULL, Battery System (BS) Manufacturer : BYD, Battery System (BS) Model # : Battery-Box Premium HVM 19.3/19.32kWh, Number of BESS/BS in system : 2, Inverter manufacturer : Fronius, Inverter model # : Primo GEN24 3.0 Plus, Smart controller/meter manufacturer : SwitchDin, Smart controller/meter model # : Droplet, Current sensor manufacturer : NULL, Current sensor model # : NULL, Other major component manufacturer : NULL, Other major component model # : NULL, Other major component manufacturer : NULL, Other major component model # : NULL, Battery Brand : BYD, SystemId : NULL
02-Nov-20 | HBS1946 | BYD Battery-Box Premium HVM 11.0/11.04kWh (3 off) w/ Fronius Primo GEN24 3.0 Plus inverter, SwitchDin 'smart controller' | NULL | 33 | NULL | NULL | BYD | Battery-Box Premium HVM 11.0/11.04kWh | 3 | Fronius | Primo GEN24 3.0 Plus | SwitchDin | Droplet | NULL | NULL | NULL | NULL | NULL | NULL | BYD | NULL | Date Added : 02-Nov-20, Reference # : HBS1946, HBS designation : BYD Battery-Box Premium HVM 11.0/11.04kWh (3 off) w/ Fronius Primo GEN24 3.0 Plus inverter, SwitchDin 'smart controller', Inverter Capacity (Var) : NULL, Useable capacity (kWh) : 33, BESS manufacturer : NULL, BESS Model # : NULL, Battery System (BS) Manufacturer : BYD, Battery System (BS) Model # : Battery-Box Premium HVM 11.0/11.04kWh, Number of BESS/BS in system : 3, Inverter manufacturer : Fronius, Inverter model # : Primo GEN24 3.0 Plus, Smart controller/meter manufacturer : SwitchDin, Smart controller/meter model # : Droplet, Current sensor manufacturer : NULL, Current sensor model # : NULL, Other major component manufacturer : NULL, Other major component model # : NULL, Other major component manufacturer : NULL, Other major component model # : NULL, Battery Brand : BYD, SystemId : NULL
02-Nov-20 | HBS1947 | BYD Battery-Box Premium HVM 13.8/13.8kWh (3 off) w/ Fronius Primo GEN24 3.0 Plus inverter, SwitchDin 'smart controller' | NULL | 41.4 | NULL | NULL | BYD | Battery-Box Premium HVM 13.8/13.8kWh | 3 | Fronius | Primo GEN24 3.0 Plus | SwitchDin | Droplet | NULL | NULL | NULL | NULL | NULL | NULL | BYD | NULL | Date Added : 02-Nov-20, Reference # : HBS1947, HBS designation : BYD Battery-Box Premium HVM 13.8/13.8kWh (3 off) w/ Fronius Primo GEN24 3.0 Plus inverter, SwitchDin 'smart controller', Inverter Capacity (Var) : NULL, Useable capacity (kWh) : 41.4, BESS manufacturer : NULL, BESS Model # : NULL, Battery System (BS) Manufacturer : BYD, Battery System (BS) Model # : Battery-Box Premium HVM 13.8/13.8kWh, Number of BESS/BS in system : 3, Inverter manufacturer : Fronius, Inverter model # : Primo GEN24 3.0 Plus, Smart controller/meter manufacturer : SwitchDin, Smart controller/meter model # : Droplet, Current sensor manufacturer : NULL, Current sensor model # : NULL, Other major component manufacturer : NULL, Other major component model # : NULL, Other major component manufacturer : NULL, Other major component model # : NULL, Battery Brand : BYD, SystemId : NULL
02-Nov-20 | HBS1948 | BYD Battery-Box Premium HVM 16.6/16.54kWh (3 off) w/ Fronius Primo GEN24 3.0 Plus inverter, SwitchDin 'smart controller' | NULL | 49.8 | NULL | NULL | BYD | Battery-Box Premium HVM 16.6/16.54kWh | 3 | Fronius | Primo GEN24 3.0 Plus | SwitchDin | Droplet | NULL | NULL | NULL | NULL | NULL | NULL | BYD | NULL | Date Added : 02-Nov-20, Reference # : HBS1948, HBS designation : BYD Battery-Box Premium HVM 16.6/16.54kWh (3 off) w/ Fronius Primo GEN24 3.0 Plus inverter, SwitchDin 'smart controller', Inverter Capacity (Var) : NULL, Useable capacity (kWh) : 49.8, BESS manufacturer : NULL, BESS Model # : NULL, Battery System (BS) Manufacturer : BYD, Battery System (BS) Model # : Battery-Box Premium HVM 16.6/16.54kWh, Number of BESS/BS in system : 3, Inverter manufacturer : Fronius, Inverter model # : Primo GEN24 3.0 Plus, Smart controller/meter manufacturer : SwitchDin, Smart controller/meter model # : Droplet, Current sensor manufacturer : NULL, Current sensor model # : NULL, Other major component manufacturer : NULL, Other major component model # : NULL, Other major component manufacturer : NULL, Other major component model # : NULL, Battery Brand : BYD, SystemId : NULL
02-Nov-20 | HBS1949 | BYD Battery-Box Premium HVM 19.3/19.32kWh (3 off) w/ Fronius Primo GEN24 3.0 Plus inverter, SwitchDin 'smart controller' | NULL | 57.9 | NULL | NULL | BYD | Battery-Box Premium HVM 19.3/19.32kWh | 3 | Fronius | Primo GEN24 3.0 Plus | SwitchDin | Droplet | NULL | NULL | NULL | NULL | NULL | NULL | BYD | NULL | Date Added : 02-Nov-20, Reference # : HBS1949, HBS designation : BYD Battery-Box Premium HVM 19.3/19.32kWh (3 off) w/ Fronius Primo GEN24 3.0 Plus inverter, SwitchDin 'smart controller', Inverter Capacity (Var) : NULL, Useable capacity (kWh) : 57.9, BESS manufacturer : NULL, BESS Model # : NULL, Battery System (BS) Manufacturer : BYD, Battery System (BS) Model # : Battery-Box Premium HVM 19.3/19.32kWh, Number of BESS/BS in system : 3, Inverter manufacturer : Fronius, Inverter model # : Primo GEN24 3.0 Plus, Smart controller/meter manufacturer : SwitchDin, Smart controller/meter model # : Droplet, Current sensor manufacturer : NULL, Current sensor model # : NULL, Other major component manufacturer : NULL, Other major component model # : NULL, Other major component manufacturer : NULL, Other major component model # : NULL, Battery Brand : BYD, SystemId : NULL
02-Nov-20 | HBS1950 | BYD Battery-Box Premium HVS 5.1/5.12kWh (1 off) w/ Fronius Primo GEN24 3.6 Plus inverter, SwitchDin 'smart controller' | NULL | 5.1 | NULL | NULL | BYD | Battery-Box Premium HVS 5.1/5.12kWh | 1 | Fronius | Primo GEN24 3.6 Plus | SwitchDin | Droplet | NULL | NULL | NULL | NULL | NULL | NULL | BYD | NULL | Date Added : 02-Nov-20, Reference # : HBS1950, HBS designation : BYD Battery-Box Premium HVS 5.1/5.12kWh (1 off) w/ Fronius Primo GEN24 3.6 Plus inverter, SwitchDin 'smart controller', Inverter Capacity (Var) : NULL, Useable capacity (kWh) : 5.1, BESS manufacturer : NULL, BESS Model # : NULL, Battery System (BS) Manufacturer : BYD, Battery System (BS) Model # : Battery-Box Premium HVS 5.1/5.12kWh, Number of BESS/BS in system : 1, Inverter manufacturer : Fronius, Inverter model # : Primo GEN24 3.6 Plus, Smart controller/meter manufacturer : SwitchDin, Smart controller/meter model # : Droplet, Current sensor manufacturer : NULL, Current sensor model # : NULL, Other major component manufacturer : NULL, Other major component model # : NULL, Other major component manufacturer : NULL, Other major component model # : NULL, Battery Brand : BYD, SystemId : NULL
02-Nov-20 | HBS1951 | BYD Battery-Box Premium HVS 7.7/7.68kWh (1 off) w/ Fronius Primo GEN24 3.6 Plus inverter, SwitchDin 'smart controller' | NULL | 7.7 | NULL | NULL | BYD | Battery-Box Premium HVS 7.7/7.68kWh | 1 | Fronius | Primo GEN24 3.6 Plus | SwitchDin | Droplet | NULL | NULL | NULL | NULL | NULL | NULL | BYD | NULL | Date Added : 02-Nov-20, Reference # : HBS1951, HBS designation : BYD Battery-Box Premium HVS 7.7/7.68kWh (1 off) w/ Fronius Primo GEN24 3.6 Plus inverter, SwitchDin 'smart controller', Inverter Capacity (Var) : NULL, Useable capacity (kWh) : 7.7, BESS manufacturer : NULL, BESS Model # : NULL, Battery System (BS) Manufacturer : BYD, Battery System (BS) Model # : Battery-Box Premium HVS 7.7/7.68kWh, Number of BESS/BS in system : 1, Inverter manufacturer : Fronius, Inverter model # : Primo GEN24 3.6 Plus, Smart controller/meter manufacturer : SwitchDin, Smart controller/meter model # : Droplet, Current sensor manufacturer : NULL, Current sensor model # : NULL, Other major component manufacturer : NULL, Other major component model # : NULL, Other major component manufacturer : NULL, Other major component model # : NULL, Battery Brand : BYD, SystemId : NULL
02-Nov-20 | HBS1952 | BYD Battery-Box Premium HVS 5.1/5.12kWh (2 off) w/ Fronius Primo GEN24 3.6 Plus inverter, SwitchDin 'smart controller' | NULL | 10.2 | NULL | NULL | BYD | Battery-Box Premium HVS 5.1/5.12kWh | 2 | Fronius | Primo GEN24 3.6 Plus | SwitchDin | Droplet | NULL | NULL | NULL | NULL | NULL | NULL | BYD | NULL | Date Added : 02-Nov-20, Reference # : HBS1952, HBS designation : BYD Battery-Box Premium HVS 5.1/5.12kWh (2 off) w/ Fronius Primo GEN24 3.6 Plus inverter, SwitchDin 'smart controller', Inverter Capacity (Var) : NULL, Useable capacity (kWh) : 10.2, BESS manufacturer : NULL, BESS Model # : NULL, Battery System (BS) Manufacturer : BYD, Battery System (BS) Model # : Battery-Box Premium HVS 5.1/5.12kWh, Number of BESS/BS in system : 2, Inverter manufacturer : Fronius, Inverter model # : Primo GEN24 3.6 Plus, Smart controller/meter manufacturer : SwitchDin, Smart controller/meter model # : Droplet, Current sensor manufacturer : NULL, Current sensor model # : NULL, Other major component manufacturer : NULL, Other major component model # : NULL, Other major component manufacturer : NULL, Other major component model # : NULL, Battery Brand : BYD, SystemId : NULL
02-Nov-20 | HBS1953 | BYD Battery-Box Premium HVS 7.7/7.68kWh (2 off) w/ Fronius Primo GEN24 3.6 Plus inverter, SwitchDin 'smart controller' | NULL | 15.4 | NULL | NULL | BYD | Battery-Box Premium HVS 7.7/7.68kWh | 2 | Fronius | Primo GEN24 3.6 Plus | SwitchDin | Droplet | NULL | NULL | NULL | NULL | NULL | NULL | BYD | NULL | Date Added : 02-Nov-20, Reference # : HBS1953, HBS designation : BYD Battery-Box Premium HVS 7.7/7.68kWh (2 off) w/ Fronius Primo GEN24 3.6 Plus inverter, SwitchDin 'smart controller', Inverter Capacity (Var) : NULL, Useable capacity (kWh) : 15.4, BESS manufacturer : NULL, BESS Model # : NULL, Battery System (BS) Manufacturer : BYD, Battery System (BS) Model # : Battery-Box Premium HVS 7.7/7.68kWh, Number of BESS/BS in system : 2, Inverter manufacturer : Fronius, Inverter model # : Primo GEN24 3.6 Plus, Smart controller/meter manufacturer : SwitchDin, Smart controller/meter model # : Droplet, Current sensor manufacturer : NULL, Current sensor model # : NULL, Other major component manufacturer : NULL, Other major component model # : NULL, Other major component manufacturer : NULL, Other major component model # : NULL, Battery Brand : BYD, SystemId : NULL
02-Nov-20 | HBS1954 | BYD Battery-Box Premium HVS 5.1/5.12kWh (3 off) w/ Fronius Primo GEN24 3.6 Plus inverter, SwitchDin 'smart controller' | NULL | 15.3 | NULL | NULL | BYD | Battery-Box Premium HVS 5.1/5.12kWh | 3 | Fronius | Primo GEN24 3.6 Plus | SwitchDin | Droplet | NULL | NULL | NULL | NULL | NULL | NULL | BYD | NULL | Date Added : 02-Nov-20, Reference # : HBS1954, HBS designation : BYD Battery-Box Premium HVS 5.1/5.12kWh (3 off) w/ Fronius Primo GEN24 3.6 Plus inverter, SwitchDin 'smart controller', Inverter Capacity (Var) : NULL, Useable capacity (kWh) : 15.3, BESS manufacturer : NULL, BESS Model # : NULL, Battery System (BS) Manufacturer : BYD, Battery System (BS) Model # : Battery-Box Premium HVS 5.1/5.12kWh, Number of BESS/BS in system : 3, Inverter manufacturer : Fronius, Inverter model # : Primo GEN24 3.6 Plus, Smart controller/meter manufacturer : SwitchDin, Smart controller/meter model # : Droplet, Current sensor manufacturer : NULL, Current sensor model # : NULL, Other major component manufacturer : NULL, Other major component model # : NULL, Other major component manufacturer : NULL, Other major component model # : NULL, Battery Brand : BYD, SystemId : NULL
02-Nov-20 | HBS1955 | BYD Battery-Box Premium HVS 7.7/7.68kWh (3 off) w/ Fronius Primo GEN24 3.6 Plus inverter, SwitchDin 'smart controller' | NULL | 23.1 | NULL | NULL | BYD | Battery-Box Premium HVS 7.7/7.68kWh | 3 | Fronius | Primo GEN24 3.6 Plus | SwitchDin | Droplet | NULL | NULL | NULL | NULL | NULL | NULL | BYD | NULL | Date Added : 02-Nov-20, Reference # : HBS1955, HBS designation : BYD Battery-Box Premium HVS 7.7/7.68kWh (3 off) w/ Fronius Primo GEN24 3.6 Plus inverter, SwitchDin 'smart controller', Inverter Capacity (Var) : NULL, Useable capacity (kWh) : 23.1, BESS manufacturer : NULL, BESS Model # : NULL, Battery System (BS) Manufacturer : BYD, Battery System (BS) Model # : Battery-Box Premium HVS 7.7/7.68kWh, Number of BESS/BS in system : 3, Inverter manufacturer : Fronius, Inverter model # : Primo GEN24 3.6 Plus, Smart controller/meter manufacturer : SwitchDin, Smart controller/meter model # : Droplet, Current sensor manufacturer : NULL, Current sensor model # : NULL, Other major component manufacturer : NULL, Other major component model # : NULL, Other major component manufacturer : NULL, Other major component model # : NULL, Battery Brand : BYD, SystemId : NULL
02-Nov-20 | HBS1957 | BYD Battery-Box Premium HVM 11.0/11.04kWh (1 off) w/ Fronius Primo GEN24 3.6 Plus inverter, SwitchDin 'smart controller' | NULL | 11 | NULL | NULL | BYD | Battery-Box Premium HVM 11.0/11.04kWh | 1 | Fronius | Primo GEN24 3.6 Plus | SwitchDin | Droplet | NULL | NULL | NULL | NULL | NULL | NULL | BYD | NULL | Date Added : 02-Nov-20, Reference # : HBS1957, HBS designation : BYD Battery-Box Premium HVM 11.0/11.04kWh (1 off) w/ Fronius Primo GEN24 3.6 Plus inverter, SwitchDin 'smart controller', Inverter Capacity (Var) : NULL, Useable capacity (kWh) : 11, BESS manufacturer : NULL, BESS Model # : NULL, Battery System (BS) Manufacturer : BYD, Battery System (BS) Model # : Battery-Box Premium HVM 11.0/11.04kWh, Number of BESS/BS in system : 1, Inverter manufacturer : Fronius, Inverter model # : Primo GEN24 3.6 Plus, Smart controller/meter manufacturer : SwitchDin, Smart controller/meter model # : Droplet, Current sensor manufacturer : NULL, Current sensor model # : NULL, Other major component manufacturer : NULL, Other major component model # : NULL, Other major component manufacturer : NULL, Other major component model # : NULL, Battery Brand : BYD, SystemId : NULL
02-Nov-20 | HBS1958 | BYD Battery-Box Premium HVM 13.8/13.8kWh (1 off) w/ Fronius Primo GEN24 3.6 Plus inverter, SwitchDin 'smart controller' | NULL | 13.8 | NULL | NULL | BYD | Battery-Box Premium HVM 13.8/13.8kWh | 1 | Fronius | Primo GEN24 3.6 Plus | SwitchDin | Droplet | NULL | NULL | NULL | NULL | NULL | NULL | BYD | NULL | Date Added : 02-Nov-20, Reference # : HBS1958, HBS designation : BYD Battery-Box Premium HVM 13.8/13.8kWh (1 off) w/ Fronius Primo GEN24 3.6 Plus inverter, SwitchDin 'smart controller', Inverter Capacity (Var) : NULL, Useable capacity (kWh) : 13.8, BESS manufacturer : NULL, BESS Model # : NULL, Battery System (BS) Manufacturer : BYD, Battery System (BS) Model # : Battery-Box Premium HVM 13.8/13.8kWh, Number of BESS/BS in system : 1, Inverter manufacturer : Fronius, Inverter model # : Primo GEN24 3.6 Plus, Smart controller/meter manufacturer : SwitchDin, Smart controller/meter model # : Droplet, Current sensor manufacturer : NULL, Current sensor model # : NULL, Other major component manufacturer : NULL, Other major component model # : NULL, Other major component manufacturer : NULL, Other major component model # : NULL, Battery Brand : BYD, SystemId : NULL
02-Nov-20 | HBS1959 | BYD Battery-Box Premium HVM 16.6/16.54kWh (1 off) w/ Fronius Primo GEN24 3.6 Plus inverter, SwitchDin 'smart controller' | NULL | 16.6 | NULL | NULL | BYD | Battery-Box Premium HVM 16.6/16.54kWh | 1 | Fronius | Primo GEN24 3.6 Plus | SwitchDin | Droplet | NULL | NULL | NULL | NULL | NULL | NULL | BYD | NULL | Date Added : 02-Nov-20, Reference # : HBS1959, HBS designation : BYD Battery-Box Premium HVM 16.6/16.54kWh (1 off) w/ Fronius Primo GEN24 3.6 Plus inverter, SwitchDin 'smart controller', Inverter Capacity (Var) : NULL, Useable capacity (kWh) : 16.6, BESS manufacturer : NULL, BESS Model # : NULL, Battery System (BS) Manufacturer : BYD, Battery System (BS) Model # : Battery-Box Premium HVM 16.6/16.54kWh, Number of BESS/BS in system : 1, Inverter manufacturer : Fronius, Inverter model # : Primo GEN24 3.6 Plus, Smart controller/meter manufacturer : SwitchDin, Smart controller/meter model # : Droplet, Current sensor manufacturer : NULL, Current sensor model # : NULL, Other major component manufacturer : NULL, Other major component model # : NULL, Other major component manufacturer : NULL, Other major component model # : NULL, Battery Brand : BYD, SystemId : NULL
02-Nov-20 | HBS1960 | BYD Battery-Box Premium HVM 19.3/19.32kWh (1 off) w/ Fronius Primo GEN24 3.6 Plus inverter, SwitchDin 'smart controller' | NULL | 19.3 | NULL | NULL | BYD | Battery-Box Premium HVM 19.3/19.32kWh | 1 | Fronius | Primo GEN24 3.6 Plus | SwitchDin | Droplet | NULL | NULL | NULL | NULL | NULL | NULL | BYD | NULL | Date Added : 02-Nov-20, Reference # : HBS1960, HBS designation : BYD Battery-Box Premium HVM 19.3/19.32kWh (1 off) w/ Fronius Primo GEN24 3.6 Plus inverter, SwitchDin 'smart controller', Inverter Capacity (Var) : NULL, Useable capacity (kWh) : 19.3, BESS manufacturer : NULL, BESS Model # : NULL, Battery System (BS) Manufacturer : BYD, Battery System (BS) Model # : Battery-Box Premium HVM 19.3/19.32kWh, Number of BESS/BS in system : 1, Inverter manufacturer : Fronius, Inverter model # : Primo GEN24 3.6 Plus, Smart controller/meter manufacturer : SwitchDin, Smart controller/meter model # : Droplet, Current sensor manufacturer : NULL, Current sensor model # : NULL, Other major component manufacturer : NULL, Other major component model # : NULL, Other major component manufacturer : NULL, Other major component model # : NULL, Battery Brand : BYD, SystemId : NULL
02-Nov-20 | HBS1962 | BYD Battery-Box Premium HVM 11.0/11.04kWh (2 off) w/ Fronius Primo GEN24 3.6 Plus inverter, SwitchDin 'smart controller' | NULL | 22 | NULL | NULL | BYD | Battery-Box Premium HVM 11.0/11.04kWh | 2 | Fronius | Primo GEN24 3.6 Plus | SwitchDin | Droplet | NULL | NULL | NULL | NULL | NULL | NULL | BYD | NULL | Date Added : 02-Nov-20, Reference # : HBS1962, HBS designation : BYD Battery-Box Premium HVM 11.0/11.04kWh (2 off) w/ Fronius Primo GEN24 3.6 Plus inverter, SwitchDin 'smart controller', Inverter Capacity (Var) : NULL, Useable capacity (kWh) : 22, BESS manufacturer : NULL, BESS Model # : NULL, Battery System (BS) Manufacturer : BYD, Battery System (BS) Model # : Battery-Box Premium HVM 11.0/11.04kWh, Number of BESS/BS in system : 2, Inverter manufacturer : Fronius, Inverter model # : Primo GEN24 3.6 Plus, Smart controller/meter manufacturer : SwitchDin, Smart controller/meter model # : Droplet, Current sensor manufacturer : NULL, Current sensor model # : NULL, Other major component manufacturer : NULL, Other major component model # : NULL, Other major component manufacturer : NULL, Other major component model # : NULL, Battery Brand : BYD, SystemId : NULL
02-Nov-20 | HBS1963 | BYD Battery-Box Premium HVM 13.8/13.8kWh (2 off) w/ Fronius Primo GEN24 3.6 Plus inverter, SwitchDin 'smart controller' | NULL | 27.6 | NULL | NULL | BYD | Battery-Box Premium HVM 13.8/13.8kWh | 2 | Fronius | Primo GEN24 3.6 Plus | SwitchDin | Droplet | NULL | NULL | NULL | NULL | NULL | NULL | BYD | NULL | Date Added : 02-Nov-20, Reference # : HBS1963, HBS designation : BYD Battery-Box Premium HVM 13.8/13.8kWh (2 off) w/ Fronius Primo GEN24 3.6 Plus inverter, SwitchDin 'smart controller', Inverter Capacity (Var) : NULL, Useable capacity (kWh) : 27.6, BESS manufacturer : NULL, BESS Model # : NULL, Battery System (BS) Manufacturer : BYD, Battery System (BS) Model # : Battery-Box Premium HVM 13.8/13.8kWh, Number of BESS/BS in system : 2, Inverter manufacturer : Fronius, Inverter model # : Primo GEN24 3.6 Plus, Smart controller/meter manufacturer : SwitchDin, Smart controller/meter model # : Droplet, Current sensor manufacturer : NULL, Current sensor model # : NULL, Other major component manufacturer : NULL, Other major component model # : NULL, Other major component manufacturer : NULL, Other major component model # : NULL, Battery Brand : BYD, SystemId : NULL
02-Nov-20 | HBS1964 | BYD Battery-Box Premium HVM 16.6/16.54kWh (2 off) w/ Fronius Primo GEN24 3.6 Plus inverter, SwitchDin 'smart controller' | NULL | 33.2 | NULL | NULL | BYD | Battery-Box Premium HVM 16.6/16.54kWh | 2 | Fronius | Primo GEN24 3.6 Plus | SwitchDin | Droplet | NULL | NULL | NULL | NULL | NULL | NULL | BYD | NULL | Date Added : 02-Nov-20, Reference # : HBS1964, HBS designation : BYD Battery-Box Premium HVM 16.6/16.54kWh (2 off) w/ Fronius Primo GEN24 3.6 Plus inverter, SwitchDin 'smart controller', Inverter Capacity (Var) : NULL, Useable capacity (kWh) : 33.2, BESS manufacturer : NULL, BESS Model # : NULL, Battery System (BS) Manufacturer : BYD, Battery System (BS) Model # : Battery-Box Premium HVM 16.6/16.54kWh, Number of BESS/BS in system : 2, Inverter manufacturer : Fronius, Inverter model # : Primo GEN24 3.6 Plus, Smart controller/meter manufacturer : SwitchDin, Smart controller/meter model # : Droplet, Current sensor manufacturer : NULL, Current sensor model # : NULL, Other major component manufacturer : NULL, Other major component model # : NULL, Other major component manufacturer : NULL, Other major component model # : NULL, Battery Brand : BYD, SystemId : NULL
02-Nov-20 | HBS1965 | BYD Battery-Box Premium HVM 19.3/19.32kWh (2 off) w/ Fronius Primo GEN24 3.6 Plus inverter, SwitchDin 'smart controller' | NULL | 38.6 | NULL | NULL | BYD | Battery-Box Premium HVM 19.3/19.32kWh | 2 | Fronius | Primo GEN24 3.6 Plus | SwitchDin | Droplet | NULL | NULL | NULL | NULL | NULL | NULL | BYD | NULL | Date Added : 02-Nov-20, Reference # : HBS1965, HBS designation : BYD Battery-Box Premium HVM 19.3/19.32kWh (2 off) w/ Fronius Primo GEN24 3.6 Plus inverter, SwitchDin 'smart controller', Inverter Capacity (Var) : NULL, Useable capacity (kWh) : 38.6, BESS manufacturer : NULL, BESS Model # : NULL, Battery System (BS) Manufacturer : BYD, Battery System (BS) Model # : Battery-Box Premium HVM 19.3/19.32kWh, Number of BESS/BS in system : 2, Inverter manufacturer : Fronius, Inverter model # : Primo GEN24 3.6 Plus, Smart controller/meter manufacturer : SwitchDin, Smart controller/meter model # : Droplet, Current sensor manufacturer : NULL, Current sensor model # : NULL, Other major component manufacturer : NULL, Other major component model # : NULL, Other major component manufacturer : NULL, Other major component model # : NULL, Battery Brand : BYD, SystemId : NULL
02-Nov-20 | HBS1967 | BYD Battery-Box Premium HVM 11.0/11.04kWh (3 off) w/ Fronius Primo GEN24 3.6 Plus inverter, SwitchDin 'smart controller' | NULL | 33 | NULL | NULL | BYD | Battery-Box Premium HVM 11.0/11.04kWh | 3 | Fronius | Primo GEN24 3.6 Plus | SwitchDin | Droplet | NULL | NULL | NULL | NULL | NULL | NULL | BYD | NULL | Date Added : 02-Nov-20, Reference # : HBS1967, HBS designation : BYD Battery-Box Premium HVM 11.0/11.04kWh (3 off) w/ Fronius Primo GEN24 3.6 Plus inverter, SwitchDin 'smart controller', Inverter Capacity (Var) : NULL, Useable capacity (kWh) : 33, BESS manufacturer : NULL, BESS Model # : NULL, Battery System (BS) Manufacturer : BYD, Battery System (BS) Model # : Battery-Box Premium HVM 11.0/11.04kWh, Number of BESS/BS in system : 3, Inverter manufacturer : Fronius, Inverter model # : Primo GEN24 3.6 Plus, Smart controller/meter manufacturer : SwitchDin, Smart controller/meter model # : Droplet, Current sensor manufacturer : NULL, Current sensor model # : NULL, Other major component manufacturer : NULL, Other major component model # : NULL, Other major component manufacturer : NULL, Other major component model # : NULL, Battery Brand : BYD, SystemId : NULL
02-Nov-20 | HBS1968 | BYD Battery-Box Premium HVM 13.8/13.8kWh (3 off) w/ Fronius Primo GEN24 3.6 Plus inverter, SwitchDin 'smart controller' | NULL | 41.4 | NULL | NULL | BYD | Battery-Box Premium HVM 13.8/13.8kWh | 3 | Fronius | Primo GEN24 3.6 Plus | SwitchDin | Droplet | NULL | NULL | NULL | NULL | NULL | NULL | BYD | NULL | Date Added : 02-Nov-20, Reference # : HBS1968, HBS designation : BYD Battery-Box Premium HVM 13.8/13.8kWh (3 off) w/ Fronius Primo GEN24 3.6 Plus inverter, SwitchDin 'smart controller', Inverter Capacity (Var) : NULL, Useable capacity (kWh) : 41.4, BESS manufacturer : NULL, BESS Model # : NULL, Battery System (BS) Manufacturer : BYD, Battery System (BS) Model # : Battery-Box Premium HVM 13.8/13.8kWh, Number of BESS/BS in system : 3, Inverter manufacturer : Fronius, Inverter model # : Primo GEN24 3.6 Plus, Smart controller/meter manufacturer : SwitchDin, Smart controller/meter model # : Droplet, Current sensor manufacturer : NULL, Current sensor model # : NULL, Other major component manufacturer : NULL, Other major component model # : NULL, Other major component manufacturer : NULL, Other major component model # : NULL, Battery Brand : BYD, SystemId : NULL
02-Nov-20 | HBS1969 | BYD Battery-Box Premium HVM 16.6/16.54kWh (3 off) w/ Fronius Primo GEN24 3.6 Plus inverter, SwitchDin 'smart controller' | NULL | 49.8 | NULL | NULL | BYD | Battery-Box Premium HVM 16.6/16.54kWh | 3 | Fronius | Primo GEN24 3.6 Plus | SwitchDin | Droplet | NULL | NULL | NULL | NULL | NULL | NULL | BYD | NULL | Date Added : 02-Nov-20, Reference # : HBS1969, HBS designation : BYD Battery-Box Premium HVM 16.6/16.54kWh (3 off) w/ Fronius Primo GEN24 3.6 Plus inverter, SwitchDin 'smart controller', Inverter Capacity (Var) : NULL, Useable capacity (kWh) : 49.8, BESS manufacturer : NULL, BESS Model # : NULL, Battery System (BS) Manufacturer : BYD, Battery System (BS) Model # : Battery-Box Premium HVM 16.6/16.54kWh, Number of BESS/BS in system : 3, Inverter manufacturer : Fronius, Inverter model # : Primo GEN24 3.6 Plus, Smart controller/meter manufacturer : SwitchDin, Smart controller/meter model # : Droplet, Current sensor manufacturer : NULL, Current sensor model # : NULL, Other major component manufacturer : NULL, Other major component model # : NULL, Other major component manufacturer : NULL, Other major component model # : NULL, Battery Brand : BYD, SystemId : NULL
02-Nov-20 | HBS1970 | BYD Battery-Box Premium HVM 19.3/19.32kWh (3 off) w/ Fronius Primo GEN24 3.6 Plus inverter, SwitchDin 'smart controller' | NULL | 57.9 | NULL | NULL | BYD | Battery-Box Premium HVM 19.3/19.32kWh | 3 | Fronius | Primo GEN24 3.6 Plus | SwitchDin | Droplet | NULL | NULL | NULL | NULL | NULL | NULL | BYD | NULL | Date Added : 02-Nov-20, Reference # : HBS1970, HBS designation : BYD Battery-Box Premium HVM 19.3/19.32kWh (3 off) w/ Fronius Primo GEN24 3.6 Plus inverter, SwitchDin 'smart controller', Inverter Capacity (Var) : NULL, Useable capacity (kWh) : 57.9, BESS manufacturer : NULL, BESS Model # : NULL, Battery System (BS) Manufacturer : BYD, Battery System (BS) Model # : Battery-Box Premium HVM 19.3/19.32kWh, Number of BESS/BS in system : 3, Inverter manufacturer : Fronius, Inverter model # : Primo GEN24 3.6 Plus, Smart controller/meter manufacturer : SwitchDin, Smart controller/meter model # : Droplet, Current sensor manufacturer : NULL, Current sensor model # : NULL, Other major component manufacturer : NULL, Other major component model # : NULL, Other major component manufacturer : NULL, Other major component model # : NULL, Battery Brand : BYD, SystemId : NULL
02-Nov-20 | HBS1971 | BYD Battery-Box Premium HVS 5.1/5.12kWh (1 off) w/ Fronius Primo GEN24 4.0 Plus inverter, SwitchDin 'smart controller' | NULL | 5.1 | NULL | NULL | BYD | Battery-Box Premium HVS 5.1/5.12kWh | 1 | Fronius | Primo GEN24 4.0 Plus | SwitchDin | Droplet | NULL | NULL | NULL | NULL | NULL | NULL | BYD | NULL | Date Added : 02-Nov-20, Reference # : HBS1971, HBS designation : BYD Battery-Box Premium HVS 5.1/5.12kWh (1 off) w/ Fronius Primo GEN24 4.0 Plus inverter, SwitchDin 'smart controller', Inverter Capacity (Var) : NULL, Useable capacity (kWh) : 5.1, BESS manufacturer : NULL, BESS Model # : NULL, Battery System (BS) Manufacturer : BYD, Battery System (BS) Model # : Battery-Box Premium HVS 5.1/5.12kWh, Number of BESS/BS in system : 1, Inverter manufacturer : Fronius, Inverter model # : Primo GEN24 4.0 Plus, Smart controller/meter manufacturer : SwitchDin, Smart controller/meter model # : Droplet, Current sensor manufacturer : NULL, Current sensor model # : NULL, Other major component manufacturer : NULL, Other major component model # : NULL, Other major component manufacturer : NULL, Other major component model # : NULL, Battery Brand : BYD, SystemId : NULL
02-Nov-20 | HBS1972 | BYD Battery-Box Premium HVS 7.7/7.68kWh (1 off) w/ Fronius Primo GEN24 4.0 Plus inverter, SwitchDin 'smart controller' | NULL | 7.7 | NULL | NULL | BYD | Battery-Box Premium HVS 7.7/7.68kWh | 1 | Fronius | Primo GEN24 4.0 Plus | SwitchDin | Droplet | NULL | NULL | NULL | NULL | NULL | NULL | BYD | NULL | Date Added : 02-Nov-20, Reference # : HBS1972, HBS designation : BYD Battery-Box Premium HVS 7.7/7.68kWh (1 off) w/ Fronius Primo GEN24 4.0 Plus inverter, SwitchDin 'smart controller', Inverter Capacity (Var) : NULL, Useable capacity (kWh) : 7.7, BESS manufacturer : NULL, BESS Model # : NULL, Battery System (BS) Manufacturer : BYD, Battery System (BS) Model # : Battery-Box Premium HVS 7.7/7.68kWh, Number of BESS/BS in system : 1, Inverter manufacturer : Fronius, Inverter model # : Primo GEN24 4.0 Plus, Smart controller/meter manufacturer : SwitchDin, Smart controller/meter model # : Droplet, Current sensor manufacturer : NULL, Current sensor model # : NULL, Other major component manufacturer : NULL, Other major component model # : NULL, Other major component manufacturer : NULL, Other major component model # : NULL, Battery Brand : BYD, SystemId : NULL
02-Nov-20 | HBS1973 | BYD Battery-Box Premium HVS 5.1/5.12kWh (2 off) w/ Fronius Primo GEN24 4.0 Plus inverter, SwitchDin 'smart controller' | NULL | 10.2 | NULL | NULL | BYD | Battery-Box Premium HVS 5.1/5.12kWh | 2 | Fronius | Primo GEN24 4.0 Plus | SwitchDin | Droplet | NULL | NULL | NULL | NULL | NULL | NULL | BYD | NULL | Date Added : 02-Nov-20, Reference # : HBS1973, HBS designation : BYD Battery-Box Premium HVS 5.1/5.12kWh (2 off) w/ Fronius Primo GEN24 4.0 Plus inverter, SwitchDin 'smart controller', Inverter Capacity (Var) : NULL, Useable capacity (kWh) : 10.2, BESS manufacturer : NULL, BESS Model # : NULL, Battery System (BS) Manufacturer : BYD, Battery System (BS) Model # : Battery-Box Premium HVS 5.1/5.12kWh, Number of BESS/BS in system : 2, Inverter manufacturer : Fronius, Inverter model # : Primo GEN24 4.0 Plus, Smart controller/meter manufacturer : SwitchDin, Smart controller/meter model # : Droplet, Current sensor manufacturer : NULL, Current sensor model # : NULL, Other major component manufacturer : NULL, Other major component model # : NULL, Other major component manufacturer : NULL, Other major component model # : NULL, Battery Brand : BYD, SystemId : NULL
02-Nov-20 | HBS1974 | BYD Battery-Box Premium HVS 7.7/7.68kWh (2 off) w/ Fronius Primo GEN24 4.0 Plus inverter, SwitchDin 'smart controller' | NULL | 15.4 | NULL | NULL | BYD | Battery-Box Premium HVS 7.7/7.68kWh | 2 | Fronius | Primo GEN24 4.0 Plus | SwitchDin | Droplet | NULL | NULL | NULL | NULL | NULL | NULL | BYD | NULL | Date Added : 02-Nov-20, Reference # : HBS1974, HBS designation : BYD Battery-Box Premium HVS 7.7/7.68kWh (2 off) w/ Fronius Primo GEN24 4.0 Plus inverter, SwitchDin 'smart controller', Inverter Capacity (Var) : NULL, Useable capacity (kWh) : 15.4, BESS manufacturer : NULL, BESS Model # : NULL, Battery System (BS) Manufacturer : BYD, Battery System (BS) Model # : Battery-Box Premium HVS 7.7/7.68kWh, Number of BESS/BS in system : 2, Inverter manufacturer : Fronius, Inverter model # : Primo GEN24 4.0 Plus, Smart controller/meter manufacturer : SwitchDin, Smart controller/meter model # : Droplet, Current sensor manufacturer : NULL, Current sensor model # : NULL, Other major component manufacturer : NULL, Other major component model # : NULL, Other major component manufacturer : NULL, Other major component model # : NULL, Battery Brand : BYD, SystemId : NULL
02-Nov-20 | HBS1975 | BYD Battery-Box Premium HVS 5.1/5.12kWh (3 off) w/ Fronius Primo GEN24 4.0 Plus inverter, SwitchDin 'smart controller' | NULL | 15.3 | NULL | NULL | BYD | Battery-Box Premium HVS 5.1/5.12kWh | 3 | Fronius | Primo GEN24 4.0 Plus | SwitchDin | Droplet | NULL | NULL | NULL | NULL | NULL | NULL | BYD | NULL | Date Added : 02-Nov-20, Reference # : HBS1975, HBS designation : BYD Battery-Box Premium HVS 5.1/5.12kWh (3 off) w/ Fronius Primo GEN24 4.0 Plus inverter, SwitchDin 'smart controller', Inverter Capacity (Var) : NULL, Useable capacity (kWh) : 15.3, BESS manufacturer : NULL, BESS Model # : NULL, Battery System (BS) Manufacturer : BYD, Battery System (BS) Model # : Battery-Box Premium HVS 5.1/5.12kWh, Number of BESS/BS in system : 3, Inverter manufacturer : Fronius, Inverter model # : Primo GEN24 4.0 Plus, Smart controller/meter manufacturer : SwitchDin, Smart controller/meter model # : Droplet, Current sensor manufacturer : NULL, Current sensor model # : NULL, Other major component manufacturer : NULL, Other major component model # : NULL, Other major component manufacturer : NULL, Other major component model # : NULL, Battery Brand : BYD, SystemId : NULL
02-Nov-20 | HBS1976 | BYD Battery-Box Premium HVS 7.7/7.68kWh (3 off) w/ Fronius Primo GEN24 4.0 Plus inverter, SwitchDin 'smart controller' | NULL | 23.1 | NULL | NULL | BYD | Battery-Box Premium HVS 7.7/7.68kWh | 3 | Fronius | Primo GEN24 4.0 Plus | SwitchDin | Droplet | NULL | NULL | NULL | NULL | NULL | NULL | BYD | NULL | Date Added : 02-Nov-20, Reference # : HBS1976, HBS designation : BYD Battery-Box Premium HVS 7.7/7.68kWh (3 off) w/ Fronius Primo GEN24 4.0 Plus inverter, SwitchDin 'smart controller', Inverter Capacity (Var) : NULL, Useable capacity (kWh) : 23.1, BESS manufacturer : NULL, BESS Model # : NULL, Battery System (BS) Manufacturer : BYD, Battery System (BS) Model # : Battery-Box Premium HVS 7.7/7.68kWh, Number of BESS/BS in system : 3, Inverter manufacturer : Fronius, Inverter model # : Primo GEN24 4.0 Plus, Smart controller/meter manufacturer : SwitchDin, Smart controller/meter model # : Droplet, Current sensor manufacturer : NULL, Current sensor model # : NULL, Other major component manufacturer : NULL, Other major component model # : NULL, Other major component manufacturer : NULL, Other major component model # : NULL, Battery Brand : BYD, SystemId : NULL
02-Nov-20 | HBS1978 | BYD Battery-Box Premium HVM 11.0/11.04kWh (1 off) w/ Fronius Primo GEN24 4.0 Plus inverter, SwitchDin 'smart controller' | NULL | 11 | NULL | NULL | BYD | Battery-Box Premium HVM 11.0/11.04kWh | 1 | Fronius | Primo GEN24 4.0 Plus | SwitchDin | Droplet | NULL | NULL | NULL | NULL | NULL | NULL | BYD | NULL | Date Added : 02-Nov-20, Reference # : HBS1978, HBS designation : BYD Battery-Box Premium HVM 11.0/11.04kWh (1 off) w/ Fronius Primo GEN24 4.0 Plus inverter, SwitchDin 'smart controller', Inverter Capacity (Var) : NULL, Useable capacity (kWh) : 11, BESS manufacturer : NULL, BESS Model # : NULL, Battery System (BS) Manufacturer : BYD, Battery System (BS) Model # : Battery-Box Premium HVM 11.0/11.04kWh, Number of BESS/BS in system : 1, Inverter manufacturer : Fronius, Inverter model # : Primo GEN24 4.0 Plus, Smart controller/meter manufacturer : SwitchDin, Smart controller/meter model # : Droplet, Current sensor manufacturer : NULL, Current sensor model # : NULL, Other major component manufacturer : NULL, Other major component model # : NULL, Other major component manufacturer : NULL, Other major component model # : NULL, Battery Brand : BYD, SystemId : NULL
02-Nov-20 | HBS1979 | BYD Battery-Box Premium HVM 13.8/13.8kWh (1 off) w/ Fronius Primo GEN24 4.0 Plus inverter, SwitchDin 'smart controller' | NULL | 13.8 | NULL | NULL | BYD | Battery-Box Premium HVM 13.8/13.8kWh | 1 | Fronius | Primo GEN24 4.0 Plus | SwitchDin | Droplet | NULL | NULL | NULL | NULL | NULL | NULL | BYD | NULL | Date Added : 02-Nov-20, Reference # : HBS1979, HBS designation : BYD Battery-Box Premium HVM 13.8/13.8kWh (1 off) w/ Fronius Primo GEN24 4.0 Plus inverter, SwitchDin 'smart controller', Inverter Capacity (Var) : NULL, Useable capacity (kWh) : 13.8, BESS manufacturer : NULL, BESS Model # : NULL, Battery System (BS) Manufacturer : BYD, Battery System (BS) Model # : Battery-Box Premium HVM 13.8/13.8kWh, Number of BESS/BS in system : 1, Inverter manufacturer : Fronius, Inverter model # : Primo GEN24 4.0 Plus, Smart controller/meter manufacturer : SwitchDin, Smart controller/meter model # : Droplet, Current sensor manufacturer : NULL, Current sensor model # : NULL, Other major component manufacturer : NULL, Other major component model # : NULL, Other major component manufacturer : NULL, Other major component model # : NULL, Battery Brand : BYD, SystemId : NULL
02-Nov-20 | HBS1980 | BYD Battery-Box Premium HVM 16.6/16.54kWh (1 off) w/ Fronius Primo GEN24 4.0 Plus inverter, SwitchDin 'smart controller' | NULL | 16.6 | NULL | NULL | BYD | Battery-Box Premium HVM 16.6/16.54kWh | 1 | Fronius | Primo GEN24 4.0 Plus | SwitchDin | Droplet | NULL | NULL | NULL | NULL | NULL | NULL | BYD | NULL | Date Added : 02-Nov-20, Reference # : HBS1980, HBS designation : BYD Battery-Box Premium HVM 16.6/16.54kWh (1 off) w/ Fronius Primo GEN24 4.0 Plus inverter, SwitchDin 'smart controller', Inverter Capacity (Var) : NULL, Useable capacity (kWh) : 16.6, BESS manufacturer : NULL, BESS Model # : NULL, Battery System (BS) Manufacturer : BYD, Battery System (BS) Model # : Battery-Box Premium HVM 16.6/16.54kWh, Number of BESS/BS in system : 1, Inverter manufacturer : Fronius, Inverter model # : Primo GEN24 4.0 Plus, Smart controller/meter manufacturer : SwitchDin, Smart controller/meter model # : Droplet, Current sensor manufacturer : NULL, Current sensor model # : NULL, Other major component manufacturer : NULL, Other major component model # : NULL, Other major component manufacturer : NULL, Other major component model # : NULL, Battery Brand : BYD, SystemId : NULL
02-Nov-20 | HBS1981 | BYD Battery-Box Premium HVM 19.3/19.32kWh (1 off) w/ Fronius Primo GEN24 4.0 Plus inverter, SwitchDin 'smart controller' | NULL | 19.3 | NULL | NULL | BYD | Battery-Box Premium HVM 19.3/19.32kWh | 1 | Fronius | Primo GEN24 4.0 Plus | SwitchDin | Droplet | NULL | NULL | NULL | NULL | NULL | NULL | BYD | NULL | Date Added : 02-Nov-20, Reference # : HBS1981, HBS designation : BYD Battery-Box Premium HVM 19.3/19.32kWh (1 off) w/ Fronius Primo GEN24 4.0 Plus inverter, SwitchDin 'smart controller', Inverter Capacity (Var) : NULL, Useable capacity (kWh) : 19.3, BESS manufacturer : NULL, BESS Model # : NULL, Battery System (BS) Manufacturer : BYD, Battery System (BS) Model # : Battery-Box Premium HVM 19.3/19.32kWh, Number of BESS/BS in system : 1, Inverter manufacturer : Fronius, Inverter model # : Primo GEN24 4.0 Plus, Smart controller/meter manufacturer : SwitchDin, Smart controller/meter model # : Droplet, Current sensor manufacturer : NULL, Current sensor model # : NULL, Other major component manufacturer : NULL, Other major component model # : NULL, Other major component manufacturer : NULL, Other major component model # : NULL, Battery Brand : BYD, SystemId : NULL
02-Nov-20 | HBS1983 | BYD Battery-Box Premium HVM 11.0/11.04kWh (2 off) w/ Fronius Primo GEN24 4.0 Plus inverter, SwitchDin 'smart controller' | NULL | 22 | NULL | NULL | BYD | Battery-Box Premium HVM 11.0/11.04kWh | 2 | Fronius | Primo GEN24 4.0 Plus | SwitchDin | Droplet | NULL | NULL | NULL | NULL | NULL | NULL | BYD | NULL | Date Added : 02-Nov-20, Reference # : HBS1983, HBS designation : BYD Battery-Box Premium HVM 11.0/11.04kWh (2 off) w/ Fronius Primo GEN24 4.0 Plus inverter, SwitchDin 'smart controller', Inverter Capacity (Var) : NULL, Useable capacity (kWh) : 22, BESS manufacturer : NULL, BESS Model # : NULL, Battery System (BS) Manufacturer : BYD, Battery System (BS) Model # : Battery-Box Premium HVM 11.0/11.04kWh, Number of BESS/BS in system : 2, Inverter manufacturer : Fronius, Inverter model # : Primo GEN24 4.0 Plus, Smart controller/meter manufacturer : SwitchDin, Smart controller/meter model # : Droplet, Current sensor manufacturer : NULL, Current sensor model # : NULL, Other major component manufacturer : NULL, Other major component model # : NULL, Other major component manufacturer : NULL, Other major component model # : NULL, Battery Brand : BYD, SystemId : NULL
02-Nov-20 | HBS1984 | BYD Battery-Box Premium HVM 13.8/13.8kWh (2 off) w/ Fronius Primo GEN24 4.0 Plus inverter, SwitchDin 'smart controller' | NULL | 27.6 | NULL | NULL | BYD | Battery-Box Premium HVM 13.8/13.8kWh | 2 | Fronius | Primo GEN24 4.0 Plus | SwitchDin | Droplet | NULL | NULL | NULL | NULL | NULL | NULL | BYD | NULL | Date Added : 02-Nov-20, Reference # : HBS1984, HBS designation : BYD Battery-Box Premium HVM 13.8/13.8kWh (2 off) w/ Fronius Primo GEN24 4.0 Plus inverter, SwitchDin 'smart controller', Inverter Capacity (Var) : NULL, Useable capacity (kWh) : 27.6, BESS manufacturer : NULL, BESS Model # : NULL, Battery System (BS) Manufacturer : BYD, Battery System (BS) Model # : Battery-Box Premium HVM 13.8/13.8kWh, Number of BESS/BS in system : 2, Inverter manufacturer : Fronius, Inverter model # : Primo GEN24 4.0 Plus, Smart controller/meter manufacturer : SwitchDin, Smart controller/meter model # : Droplet, Current sensor manufacturer : NULL, Current sensor model # : NULL, Other major component manufacturer : NULL, Other major component model # : NULL, Other major component manufacturer : NULL, Other major component model # : NULL, Battery Brand : BYD, SystemId : NULL
02-Nov-20 | HBS1985 | BYD Battery-Box Premium HVM 16.6/16.54kWh (2 off) w/ Fronius Primo GEN24 4.0 Plus inverter, SwitchDin 'smart controller' | NULL | 33.2 | NULL | NULL | BYD | Battery-Box Premium HVM 16.6/16.54kWh | 2 | Fronius | Primo GEN24 4.0 Plus | SwitchDin | Droplet | NULL | NULL | NULL | NULL | NULL | NULL | BYD | NULL | Date Added : 02-Nov-20, Reference # : HBS1985, HBS designation : BYD Battery-Box Premium HVM 16.6/16.54kWh (2 off) w/ Fronius Primo GEN24 4.0 Plus inverter, SwitchDin 'smart controller', Inverter Capacity (Var) : NULL, Useable capacity (kWh) : 33.2, BESS manufacturer : NULL, BESS Model # : NULL, Battery System (BS) Manufacturer : BYD, Battery System (BS) Model # : Battery-Box Premium HVM 16.6/16.54kWh, Number of BESS/BS in system : 2, Inverter manufacturer : Fronius, Inverter model # : Primo GEN24 4.0 Plus, Smart controller/meter manufacturer : SwitchDin, Smart controller/meter model # : Droplet, Current sensor manufacturer : NULL, Current sensor model # : NULL, Other major component manufacturer : NULL, Other major component model # : NULL, Other major component manufacturer : NULL, Other major component model # : NULL, Battery Brand : BYD, SystemId : NULL
02-Nov-20 | HBS1986 | BYD Battery-Box Premium HVM 19.3/19.32kWh (2 off) w/ Fronius Primo GEN24 4.0 Plus inverter, SwitchDin 'smart controller' | NULL | 38.6 | NULL | NULL | BYD | Battery-Box Premium HVM 19.3/19.32kWh | 2 | Fronius | Primo GEN24 4.0 Plus | SwitchDin | Droplet | NULL | NULL | NULL | NULL | NULL | NULL | BYD | NULL | Date Added : 02-Nov-20, Reference # : HBS1986, HBS designation : BYD Battery-Box Premium HVM 19.3/19.32kWh (2 off) w/ Fronius Primo GEN24 4.0 Plus inverter, SwitchDin 'smart controller', Inverter Capacity (Var) : NULL, Useable capacity (kWh) : 38.6, BESS manufacturer : NULL, BESS Model # : NULL, Battery System (BS) Manufacturer : BYD, Battery System (BS) Model # : Battery-Box Premium HVM 19.3/19.32kWh, Number of BESS/BS in system : 2, Inverter manufacturer : Fronius, Inverter model # : Primo GEN24 4.0 Plus, Smart controller/meter manufacturer : SwitchDin, Smart controller/meter model # : Droplet, Current sensor manufacturer : NULL, Current sensor model # : NULL, Other major component manufacturer : NULL, Other major component model # : NULL, Other major component manufacturer : NULL, Other major component model # : NULL, Battery Brand : BYD, SystemId : NULL
02-Nov-20 | HBS1988 | BYD Battery-Box Premium HVM 11.0/11.04kWh (3 off) w/ Fronius Primo GEN24 4.0 Plus inverter, SwitchDin 'smart controller' | NULL | 33 | NULL | NULL | BYD | Battery-Box Premium HVM 11.0/11.04kWh | 3 | Fronius | Primo GEN24 4.0 Plus | SwitchDin | Droplet | NULL | NULL | NULL | NULL | NULL | NULL | BYD | NULL | Date Added : 02-Nov-20, Reference # : HBS1988, HBS designation : BYD Battery-Box Premium HVM 11.0/11.04kWh (3 off) w/ Fronius Primo GEN24 4.0 Plus inverter, SwitchDin 'smart controller', Inverter Capacity (Var) : NULL, Useable capacity (kWh) : 33, BESS manufacturer : NULL, BESS Model # : NULL, Battery System (BS) Manufacturer : BYD, Battery System (BS) Model # : Battery-Box Premium HVM 11.0/11.04kWh, Number of BESS/BS in system : 3, Inverter manufacturer : Fronius, Inverter model # : Primo GEN24 4.0 Plus, Smart controller/meter manufacturer : SwitchDin, Smart controller/meter model # : Droplet, Current sensor manufacturer : NULL, Current sensor model # : NULL, Other major component manufacturer : NULL, Other major component model # : NULL, Other major component manufacturer : NULL, Other major component model # : NULL, Battery Brand : BYD, SystemId : NULL
02-Nov-20 | HBS1989 | BYD Battery-Box Premium HVM 13.8/13.8kWh (3 off) w/ Fronius Primo GEN24 4.0 Plus inverter, SwitchDin 'smart controller' | NULL | 41.4 | NULL | NULL | BYD | Battery-Box Premium HVM 13.8/13.8kWh | 3 | Fronius | Primo GEN24 4.0 Plus | SwitchDin | Droplet | NULL | NULL | NULL | NULL | NULL | NULL | BYD | NULL | Date Added : 02-Nov-20, Reference # : HBS1989, HBS designation : BYD Battery-Box Premium HVM 13.8/13.8kWh (3 off) w/ Fronius Primo GEN24 4.0 Plus inverter, SwitchDin 'smart controller', Inverter Capacity (Var) : NULL, Useable capacity (kWh) : 41.4, BESS manufacturer : NULL, BESS Model # : NULL, Battery System (BS) Manufacturer : BYD, Battery System (BS) Model # : Battery-Box Premium HVM 13.8/13.8kWh, Number of BESS/BS in system : 3, Inverter manufacturer : Fronius, Inverter model # : Primo GEN24 4.0 Plus, Smart controller/meter manufacturer : SwitchDin, Smart controller/meter model # : Droplet, Current sensor manufacturer : NULL, Current sensor model # : NULL, Other major component manufacturer : NULL, Other major component model # : NULL, Other major component manufacturer : NULL, Other major component model # : NULL, Battery Brand : BYD, SystemId : NULL
02-Nov-20 | HBS1990 | BYD Battery-Box Premium HVM 16.6/16.54kWh (3 off) w/ Fronius Primo GEN24 4.0 Plus inverter, SwitchDin 'smart controller' | NULL | 49.8 | NULL | NULL | BYD | Battery-Box Premium HVM 16.6/16.54kWh | 3 | Fronius | Primo GEN24 4.0 Plus | SwitchDin | Droplet | NULL | NULL | NULL | NULL | NULL | NULL | BYD | NULL | Date Added : 02-Nov-20, Reference # : HBS1990, HBS designation : BYD Battery-Box Premium HVM 16.6/16.54kWh (3 off) w/ Fronius Primo GEN24 4.0 Plus inverter, SwitchDin 'smart controller', Inverter Capacity (Var) : NULL, Useable capacity (kWh) : 49.8, BESS manufacturer : NULL, BESS Model # : NULL, Battery System (BS) Manufacturer : BYD, Battery System (BS) Model # : Battery-Box Premium HVM 16.6/16.54kWh, Number of BESS/BS in system : 3, Inverter manufacturer : Fronius, Inverter model # : Primo GEN24 4.0 Plus, Smart controller/meter manufacturer : SwitchDin, Smart controller/meter model # : Droplet, Current sensor manufacturer : NULL, Current sensor model # : NULL, Other major component manufacturer : NULL, Other major component model # : NULL, Other major component manufacturer : NULL, Other major component model # : NULL, Battery Brand : BYD, SystemId : NULL
02-Nov-20 | HBS1991 | BYD Battery-Box Premium HVM 19.3/19.32kWh (3 off) w/ Fronius Primo GEN24 4.0 Plus inverter, SwitchDin 'smart controller' | NULL | 57.9 | NULL | NULL | BYD | Battery-Box Premium HVM 19.3/19.32kWh | 3 | Fronius | Primo GEN24 4.0 Plus | SwitchDin | Droplet | NULL | NULL | NULL | NULL | NULL | NULL | BYD | NULL | Date Added : 02-Nov-20, Reference # : HBS1991, HBS designation : BYD Battery-Box Premium HVM 19.3/19.32kWh (3 off) w/ Fronius Primo GEN24 4.0 Plus inverter, SwitchDin 'smart controller', Inverter Capacity (Var) : NULL, Useable capacity (kWh) : 57.9, BESS manufacturer : NULL, BESS Model # : NULL, Battery System (BS) Manufacturer : BYD, Battery System (BS) Model # : Battery-Box Premium HVM 19.3/19.32kWh, Number of BESS/BS in system : 3, Inverter manufacturer : Fronius, Inverter model # : Primo GEN24 4.0 Plus, Smart controller/meter manufacturer : SwitchDin, Smart controller/meter model # : Droplet, Current sensor manufacturer : NULL, Current sensor model # : NULL, Other major component manufacturer : NULL, Other major component model # : NULL, Other major component manufacturer : NULL, Other major component model # : NULL, Battery Brand : BYD, SystemId : NULL
02-Nov-20 | HBS1992 | BYD Battery-Box Premium HVS 5.1/5.12kWh (1 off) w/ Fronius Primo GEN24 4.6 Plus inverter, SwitchDin 'smart controller' | NULL | 5.1 | NULL | NULL | BYD | Battery-Box Premium HVS 5.1/5.12kWh | 1 | Fronius | Primo GEN24 4.6 Plus | SwitchDin | Droplet | NULL | NULL | NULL | NULL | NULL | NULL | BYD | NULL | Date Added : 02-Nov-20, Reference # : HBS1992, HBS designation : BYD Battery-Box Premium HVS 5.1/5.12kWh (1 off) w/ Fronius Primo GEN24 4.6 Plus inverter, SwitchDin 'smart controller', Inverter Capacity (Var) : NULL, Useable capacity (kWh) : 5.1, BESS manufacturer : NULL, BESS Model # : NULL, Battery System (BS) Manufacturer : BYD, Battery System (BS) Model # : Battery-Box Premium HVS 5.1/5.12kWh, Number of BESS/BS in system : 1, Inverter manufacturer : Fronius, Inverter model # : Primo GEN24 4.6 Plus, Smart controller/meter manufacturer : SwitchDin, Smart controller/meter model # : Droplet, Current sensor manufacturer : NULL, Current sensor model # : NULL, Other major component manufacturer : NULL, Other major component model # : NULL, Other major component manufacturer : NULL, Other major component model # : NULL, Battery Brand : BYD, SystemId : NULL
02-Nov-20 | HBS1993 | BYD Battery-Box Premium HVS 7.7/7.68kWh (1 off) w/ Fronius Primo GEN24 4.6 Plus inverter, SwitchDin 'smart controller' | NULL | 7.7 | NULL | NULL | BYD | Battery-Box Premium HVS 7.7/7.68kWh | 1 | Fronius | Primo GEN24 4.6 Plus | SwitchDin | Droplet | NULL | NULL | NULL | NULL | NULL | NULL | BYD | NULL | Date Added : 02-Nov-20, Reference # : HBS1993, HBS designation : BYD Battery-Box Premium HVS 7.7/7.68kWh (1 off) w/ Fronius Primo GEN24 4.6 Plus inverter, SwitchDin 'smart controller', Inverter Capacity (Var) : NULL, Useable capacity (kWh) : 7.7, BESS manufacturer : NULL, BESS Model # : NULL, Battery System (BS) Manufacturer : BYD, Battery System (BS) Model # : Battery-Box Premium HVS 7.7/7.68kWh, Number of BESS/BS in system : 1, Inverter manufacturer : Fronius, Inverter model # : Primo GEN24 4.6 Plus, Smart controller/meter manufacturer : SwitchDin, Smart controller/meter model # : Droplet, Current sensor manufacturer : NULL, Current sensor model # : NULL, Other major component manufacturer : NULL, Other major component model # : NULL, Other major component manufacturer : NULL, Other major component model # : NULL, Battery Brand : BYD, SystemId : NULL
02-Nov-20 | HBS1994 | BYD Battery-Box Premium HVS 5.1/5.12kWh (2 off) w/ Fronius Primo GEN24 4.6 Plus inverter, SwitchDin 'smart controller' | NULL | 10.2 | NULL | NULL | BYD | Battery-Box Premium HVS 5.1/5.12kWh | 2 | Fronius | Primo GEN24 4.6 Plus | SwitchDin | Droplet | NULL | NULL | NULL | NULL | NULL | NULL | BYD | NULL | Date Added : 02-Nov-20, Reference # : HBS1994, HBS designation : BYD Battery-Box Premium HVS 5.1/5.12kWh (2 off) w/ Fronius Primo GEN24 4.6 Plus inverter, SwitchDin 'smart controller', Inverter Capacity (Var) : NULL, Useable capacity (kWh) : 10.2, BESS manufacturer : NULL, BESS Model # : NULL, Battery System (BS) Manufacturer : BYD, Battery System (BS) Model # : Battery-Box Premium HVS 5.1/5.12kWh, Number of BESS/BS in system : 2, Inverter manufacturer : Fronius, Inverter model # : Primo GEN24 4.6 Plus, Smart controller/meter manufacturer : SwitchDin, Smart controller/meter model # : Droplet, Current sensor manufacturer : NULL, Current sensor model # : NULL, Other major component manufacturer : NULL, Other major component model # : NULL, Other major component manufacturer : NULL, Other major component model # : NULL, Battery Brand : BYD, SystemId : NULL
02-Nov-20 | HBS1995 | BYD Battery-Box Premium HVS 7.7/7.68kWh (2 off) w/ Fronius Primo GEN24 4.6 Plus inverter, SwitchDin 'smart controller' | NULL | 15.4 | NULL | NULL | BYD | Battery-Box Premium HVS 7.7/7.68kWh | 2 | Fronius | Primo GEN24 4.6 Plus | SwitchDin | Droplet | NULL | NULL | NULL | NULL | NULL | NULL | BYD | NULL | Date Added : 02-Nov-20, Reference # : HBS1995, HBS designation : BYD Battery-Box Premium HVS 7.7/7.68kWh (2 off) w/ Fronius Primo GEN24 4.6 Plus inverter, SwitchDin 'smart controller', Inverter Capacity (Var) : NULL, Useable capacity (kWh) : 15.4, BESS manufacturer : NULL, BESS Model # : NULL, Battery System (BS) Manufacturer : BYD, Battery System (BS) Model # : Battery-Box Premium HVS 7.7/7.68kWh, Number of BESS/BS in system : 2, Inverter manufacturer : Fronius, Inverter model # : Primo GEN24 4.6 Plus, Smart controller/meter manufacturer : SwitchDin, Smart controller/meter model # : Droplet, Current sensor manufacturer : NULL, Current sensor model # : NULL, Other major component manufacturer : NULL, Other major component model # : NULL, Other major component manufacturer : NULL, Other major component model # : NULL, Battery Brand : BYD, SystemId : NULL
02-Nov-20 | HBS1996 | BYD Battery-Box Premium HVS 5.1/5.12kWh (3 off) w/ Fronius Primo GEN24 4.6 Plus inverter, SwitchDin 'smart controller' | NULL | 15.3 | NULL | NULL | BYD | Battery-Box Premium HVS 5.1/5.12kWh | 3 | Fronius | Primo GEN24 4.6 Plus | SwitchDin | Droplet | NULL | NULL | NULL | NULL | NULL | NULL | BYD | NULL | Date Added : 02-Nov-20, Reference # : HBS1996, HBS designation : BYD Battery-Box Premium HVS 5.1/5.12kWh (3 off) w/ Fronius Primo GEN24 4.6 Plus inverter, SwitchDin 'smart controller', Inverter Capacity (Var) : NULL, Useable capacity (kWh) : 15.3, BESS manufacturer : NULL, BESS Model # : NULL, Battery System (BS) Manufacturer : BYD, Battery System (BS) Model # : Battery-Box Premium HVS 5.1/5.12kWh, Number of BESS/BS in system : 3, Inverter manufacturer : Fronius, Inverter model # : Primo GEN24 4.6 Plus, Smart controller/meter manufacturer : SwitchDin, Smart controller/meter model # : Droplet, Current sensor manufacturer : NULL, Current sensor model # : NULL, Other major component manufacturer : NULL, Other major component model # : NULL, Other major component manufacturer : NULL, Other major component model # : NULL, Battery Brand : BYD, SystemId : NULL
02-Nov-20 | HBS1997 | BYD Battery-Box Premium HVS 7.7/7.68kWh (3 off) w/ Fronius Primo GEN24 4.6 Plus inverter, SwitchDin 'smart controller' | NULL | 23.1 | NULL | NULL | BYD | Battery-Box Premium HVS 7.7/7.68kWh | 3 | Fronius | Primo GEN24 4.6 Plus | SwitchDin | Droplet | NULL | NULL | NULL | NULL | NULL | NULL | BYD | NULL | Date Added : 02-Nov-20, Reference # : HBS1997, HBS designation : BYD Battery-Box Premium HVS 7.7/7.68kWh (3 off) w/ Fronius Primo GEN24 4.6 Plus inverter, SwitchDin 'smart controller', Inverter Capacity (Var) : NULL, Useable capacity (kWh) : 23.1, BESS manufacturer : NULL, BESS Model # : NULL, Battery System (BS) Manufacturer : BYD, Battery System (BS) Model # : Battery-Box Premium HVS 7.7/7.68kWh, Number of BESS/BS in system : 3, Inverter manufacturer : Fronius, Inverter model # : Primo GEN24 4.6 Plus, Smart controller/meter manufacturer : SwitchDin, Smart controller/meter model # : Droplet, Current sensor manufacturer : NULL, Current sensor model # : NULL, Other major component manufacturer : NULL, Other major component model # : NULL, Other major component manufacturer : NULL, Other major component model # : NULL, Battery Brand : BYD, SystemId : NULL
02-Nov-20 | HBS1999 | BYD Battery-Box Premium HVM 11.0/11.04kWh (1 off) w/ Fronius Primo GEN24 4.6 Plus inverter, SwitchDin 'smart controller' | NULL | 11 | NULL | NULL | BYD | Battery-Box Premium HVM 11.0/11.04kWh | 1 | Fronius | Primo GEN24 4.6 Plus | SwitchDin | Droplet | NULL | NULL | NULL | NULL | NULL | NULL | BYD | NULL | Date Added : 02-Nov-20, Reference # : HBS1999, HBS designation : BYD Battery-Box Premium HVM 11.0/11.04kWh (1 off) w/ Fronius Primo GEN24 4.6 Plus inverter, SwitchDin 'smart controller', Inverter Capacity (Var) : NULL, Useable capacity (kWh) : 11, BESS manufacturer : NULL, BESS Model # : NULL, Battery System (BS) Manufacturer : BYD, Battery System (BS) Model # : Battery-Box Premium HVM 11.0/11.04kWh, Number of BESS/BS in system : 1, Inverter manufacturer : Fronius, Inverter model # : Primo GEN24 4.6 Plus, Smart controller/meter manufacturer : SwitchDin, Smart controller/meter model # : Droplet, Current sensor manufacturer : NULL, Current sensor model # : NULL, Other major component manufacturer : NULL, Other major component model # : NULL, Other major component manufacturer : NULL, Other major component model # : NULL, Battery Brand : BYD, SystemId : NULL
02-Nov-20 | HBS2000 | BYD Battery-Box Premium HVM 13.8/13.8kWh (1 off) w/ Fronius Primo GEN24 4.6 Plus inverter, SwitchDin 'smart controller' | NULL | 13.8 | NULL | NULL | BYD | Battery-Box Premium HVM 13.8/13.8kWh | 1 | Fronius | Primo GEN24 4.6 Plus | SwitchDin | Droplet | NULL | NULL | NULL | NULL | NULL | NULL | BYD | NULL | Date Added : 02-Nov-20, Reference # : HBS2000, HBS designation : BYD Battery-Box Premium HVM 13.8/13.8kWh (1 off) w/ Fronius Primo GEN24 4.6 Plus inverter, SwitchDin 'smart controller', Inverter Capacity (Var) : NULL, Useable capacity (kWh) : 13.8, BESS manufacturer : NULL, BESS Model # : NULL, Battery System (BS) Manufacturer : BYD, Battery System (BS) Model # : Battery-Box Premium HVM 13.8/13.8kWh, Number of BESS/BS in system : 1, Inverter manufacturer : Fronius, Inverter model # : Primo GEN24 4.6 Plus, Smart controller/meter manufacturer : SwitchDin, Smart controller/meter model # : Droplet, Current sensor manufacturer : NULL, Current sensor model # : NULL, Other major component manufacturer : NULL, Other major component model # : NULL, Other major component manufacturer : NULL, Other major component model # : NULL, Battery Brand : BYD, SystemId : NULL
02-Nov-20 | HBS2001 | BYD Battery-Box Premium HVM 16.6/16.54kWh (1 off) w/ Fronius Primo GEN24 4.6 Plus inverter, SwitchDin 'smart controller' | NULL | 16.6 | NULL | NULL | BYD | Battery-Box Premium HVM 16.6/16.54kWh | 1 | Fronius | Primo GEN24 4.6 Plus | SwitchDin | Droplet | NULL | NULL | NULL | NULL | NULL | NULL | BYD | NULL | Date Added : 02-Nov-20, Reference # : HBS2001, HBS designation : BYD Battery-Box Premium HVM 16.6/16.54kWh (1 off) w/ Fronius Primo GEN24 4.6 Plus inverter, SwitchDin 'smart controller', Inverter Capacity (Var) : NULL, Useable capacity (kWh) : 16.6, BESS manufacturer : NULL, BESS Model # : NULL, Battery System (BS) Manufacturer : BYD, Battery System (BS) Model # : Battery-Box Premium HVM 16.6/16.54kWh, Number of BESS/BS in system : 1, Inverter manufacturer : Fronius, Inverter model # : Primo GEN24 4.6 Plus, Smart controller/meter manufacturer : SwitchDin, Smart controller/meter model # : Droplet, Current sensor manufacturer : NULL, Current sensor model # : NULL, Other major component manufacturer : NULL, Other major component model # : NULL, Other major component manufacturer : NULL, Other major component model # : NULL, Battery Brand : BYD, SystemId : NULL
02-Nov-20 | HBS2002 | BYD Battery-Box Premium HVM 19.3/19.32kWh (1 off) w/ Fronius Primo GEN24 4.6 Plus inverter, SwitchDin 'smart controller' | NULL | 19.3 | NULL | NULL | BYD | Battery-Box Premium HVM 19.3/19.32kWh | 1 | Fronius | Primo GEN24 4.6 Plus | SwitchDin | Droplet | NULL | NULL | NULL | NULL | NULL | NULL | BYD | NULL | Date Added : 02-Nov-20, Reference # : HBS2002, HBS designation : BYD Battery-Box Premium HVM 19.3/19.32kWh (1 off) w/ Fronius Primo GEN24 4.6 Plus inverter, SwitchDin 'smart controller', Inverter Capacity (Var) : NULL, Useable capacity (kWh) : 19.3, BESS manufacturer : NULL, BESS Model # : NULL, Battery System (BS) Manufacturer : BYD, Battery System (BS) Model # : Battery-Box Premium HVM 19.3/19.32kWh, Number of BESS/BS in system : 1, Inverter manufacturer : Fronius, Inverter model # : Primo GEN24 4.6 Plus, Smart controller/meter manufacturer : SwitchDin, Smart controller/meter model # : Droplet, Current sensor manufacturer : NULL, Current sensor model # : NULL, Other major component manufacturer : NULL, Other major component model # : NULL, Other major component manufacturer : NULL, Other major component model # : NULL, Battery Brand : BYD, SystemId : NULL
02-Nov-20 | HBS2004 | BYD Battery-Box Premium HVM 11.0/11.04kWh (2 off) w/ Fronius Primo GEN24 4.6 Plus inverter, SwitchDin 'smart controller' | NULL | 22 | NULL | NULL | BYD | Battery-Box Premium HVM 11.0/11.04kWh | 2 | Fronius | Primo GEN24 4.6 Plus | SwitchDin | Droplet | NULL | NULL | NULL | NULL | NULL | NULL | BYD | NULL | Date Added : 02-Nov-20, Reference # : HBS2004, HBS designation : BYD Battery-Box Premium HVM 11.0/11.04kWh (2 off) w/ Fronius Primo GEN24 4.6 Plus inverter, SwitchDin 'smart controller', Inverter Capacity (Var) : NULL, Useable capacity (kWh) : 22, BESS manufacturer : NULL, BESS Model # : NULL, Battery System (BS) Manufacturer : BYD, Battery System (BS) Model # : Battery-Box Premium HVM 11.0/11.04kWh, Number of BESS/BS in system : 2, Inverter manufacturer : Fronius, Inverter model # : Primo GEN24 4.6 Plus, Smart controller/meter manufacturer : SwitchDin, Smart controller/meter model # : Droplet, Current sensor manufacturer : NULL, Current sensor model # : NULL, Other major component manufacturer : NULL, Other major component model # : NULL, Other major component manufacturer : NULL, Other major component model # : NULL, Battery Brand : BYD, SystemId : NULL
02-Nov-20 | HBS2005 | BYD Battery-Box Premium HVM 13.8/13.8kWh (2 off) w/ Fronius Primo GEN24 4.6 Plus inverter, SwitchDin 'smart controller' | NULL | 27.6 | NULL | NULL | BYD | Battery-Box Premium HVM 13.8/13.8kWh | 2 | Fronius | Primo GEN24 4.6 Plus | SwitchDin | Droplet | NULL | NULL | NULL | NULL | NULL | NULL | BYD | NULL | Date Added : 02-Nov-20, Reference # : HBS2005, HBS designation : BYD Battery-Box Premium HVM 13.8/13.8kWh (2 off) w/ Fronius Primo GEN24 4.6 Plus inverter, SwitchDin 'smart controller', Inverter Capacity (Var) : NULL, Useable capacity (kWh) : 27.6, BESS manufacturer : NULL, BESS Model # : NULL, Battery System (BS) Manufacturer : BYD, Battery System (BS) Model # : Battery-Box Premium HVM 13.8/13.8kWh, Number of BESS/BS in system : 2, Inverter manufacturer : Fronius, Inverter model # : Primo GEN24 4.6 Plus, Smart controller/meter manufacturer : SwitchDin, Smart controller/meter model # : Droplet, Current sensor manufacturer : NULL, Current sensor model # : NULL, Other major component manufacturer : NULL, Other major component model # : NULL, Other major component manufacturer : NULL, Other major component model # : NULL, Battery Brand : BYD, SystemId : NULL
02-Nov-20 | HBS2006 | BYD Battery-Box Premium HVM 16.6/16.54kWh (2 off) w/ Fronius Primo GEN24 4.6 Plus inverter, SwitchDin 'smart controller' | NULL | 33.2 | NULL | NULL | BYD | Battery-Box Premium HVM 16.6/16.54kWh | 2 | Fronius | Primo GEN24 4.6 Plus | SwitchDin | Droplet | NULL | NULL | NULL | NULL | NULL | NULL | BYD | NULL | Date Added : 02-Nov-20, Reference # : HBS2006, HBS designation : BYD Battery-Box Premium HVM 16.6/16.54kWh (2 off) w/ Fronius Primo GEN24 4.6 Plus inverter, SwitchDin 'smart controller', Inverter Capacity (Var) : NULL, Useable capacity (kWh) : 33.2, BESS manufacturer : NULL, BESS Model # : NULL, Battery System (BS) Manufacturer : BYD, Battery System (BS) Model # : Battery-Box Premium HVM 16.6/16.54kWh, Number of BESS/BS in system : 2, Inverter manufacturer : Fronius, Inverter model # : Primo GEN24 4.6 Plus, Smart controller/meter manufacturer : SwitchDin, Smart controller/meter model # : Droplet, Current sensor manufacturer : NULL, Current sensor model # : NULL, Other major component manufacturer : NULL, Other major component model # : NULL, Other major component manufacturer : NULL, Other major component model # : NULL, Battery Brand : BYD, SystemId : NULL
02-Nov-20 | HBS2007 | BYD Battery-Box Premium HVM 19.3/19.32kWh (2 off) w/ Fronius Primo GEN24 4.6 Plus inverter, SwitchDin 'smart controller' | NULL | 38.6 | NULL | NULL | BYD | Battery-Box Premium HVM 19.3/19.32kWh | 2 | Fronius | Primo GEN24 4.6 Plus | SwitchDin | Droplet | NULL | NULL | NULL | NULL | NULL | NULL | BYD | NULL | Date Added : 02-Nov-20, Reference # : HBS2007, HBS designation : BYD Battery-Box Premium HVM 19.3/19.32kWh (2 off) w/ Fronius Primo GEN24 4.6 Plus inverter, SwitchDin 'smart controller', Inverter Capacity (Var) : NULL, Useable capacity (kWh) : 38.6, BESS manufacturer : NULL, BESS Model # : NULL, Battery System (BS) Manufacturer : BYD, Battery System (BS) Model # : Battery-Box Premium HVM 19.3/19.32kWh, Number of BESS/BS in system : 2, Inverter manufacturer : Fronius, Inverter model # : Primo GEN24 4.6 Plus, Smart controller/meter manufacturer : SwitchDin, Smart controller/meter model # : Droplet, Current sensor manufacturer : NULL, Current sensor model # : NULL, Other major component manufacturer : NULL, Other major component model # : NULL, Other major component manufacturer : NULL, Other major component model # : NULL, Battery Brand : BYD, SystemId : NULL
02-Nov-20 | HBS2009 | BYD Battery-Box Premium HVM 11.0/11.04kWh (3 off) w/ Fronius Primo GEN24 4.6 Plus inverter, SwitchDin 'smart controller' | NULL | 33 | NULL | NULL | BYD | Battery-Box Premium HVM 11.0/11.04kWh | 3 | Fronius | Primo GEN24 4.6 Plus | SwitchDin | Droplet | NULL | NULL | NULL | NULL | NULL | NULL | BYD | NULL | Date Added : 02-Nov-20, Reference # : HBS2009, HBS designation : BYD Battery-Box Premium HVM 11.0/11.04kWh (3 off) w/ Fronius Primo GEN24 4.6 Plus inverter, SwitchDin 'smart controller', Inverter Capacity (Var) : NULL, Useable capacity (kWh) : 33, BESS manufacturer : NULL, BESS Model # : NULL, Battery System (BS) Manufacturer : BYD, Battery System (BS) Model # : Battery-Box Premium HVM 11.0/11.04kWh, Number of BESS/BS in system : 3, Inverter manufacturer : Fronius, Inverter model # : Primo GEN24 4.6 Plus, Smart controller/meter manufacturer : SwitchDin, Smart controller/meter model # : Droplet, Current sensor manufacturer : NULL, Current sensor model # : NULL, Other major component manufacturer : NULL, Other major component model # : NULL, Other major component manufacturer : NULL, Other major component model # : NULL, Battery Brand : BYD, SystemId : NULL
02-Nov-20 | HBS2010 | BYD Battery-Box Premium HVM 13.8/13.8kWh (3 off) w/ Fronius Primo GEN24 4.6 Plus inverter, SwitchDin 'smart controller' | NULL | 41.4 | NULL | NULL | BYD | Battery-Box Premium HVM 13.8/13.8kWh | 3 | Fronius | Primo GEN24 4.6 Plus | SwitchDin | Droplet | NULL | NULL | NULL | NULL | NULL | NULL | BYD | NULL | Date Added : 02-Nov-20, Reference # : HBS2010, HBS designation : BYD Battery-Box Premium HVM 13.8/13.8kWh (3 off) w/ Fronius Primo GEN24 4.6 Plus inverter, SwitchDin 'smart controller', Inverter Capacity (Var) : NULL, Useable capacity (kWh) : 41.4, BESS manufacturer : NULL, BESS Model # : NULL, Battery System (BS) Manufacturer : BYD, Battery System (BS) Model # : Battery-Box Premium HVM 13.8/13.8kWh, Number of BESS/BS in system : 3, Inverter manufacturer : Fronius, Inverter model # : Primo GEN24 4.6 Plus, Smart controller/meter manufacturer : SwitchDin, Smart controller/meter model # : Droplet, Current sensor manufacturer : NULL, Current sensor model # : NULL, Other major component manufacturer : NULL, Other major component model # : NULL, Other major component manufacturer : NULL, Other major component model # : NULL, Battery Brand : BYD, SystemId : NULL
02-Nov-20 | HBS2011 | BYD Battery-Box Premium HVM 16.6/16.54kWh (3 off) w/ Fronius Primo GEN24 4.6 Plus inverter, SwitchDin 'smart controller' | NULL | 49.8 | NULL | NULL | BYD | Battery-Box Premium HVM 16.6/16.54kWh | 3 | Fronius | Primo GEN24 4.6 Plus | SwitchDin | Droplet | NULL | NULL | NULL | NULL | NULL | NULL | BYD | NULL | Date Added : 02-Nov-20, Reference # : HBS2011, HBS designation : BYD Battery-Box Premium HVM 16.6/16.54kWh (3 off) w/ Fronius Primo GEN24 4.6 Plus inverter, SwitchDin 'smart controller', Inverter Capacity (Var) : NULL, Useable capacity (kWh) : 49.8, BESS manufacturer : NULL, BESS Model # : NULL, Battery System (BS) Manufacturer : BYD, Battery System (BS) Model # : Battery-Box Premium HVM 16.6/16.54kWh, Number of BESS/BS in system : 3, Inverter manufacturer : Fronius, Inverter model # : Primo GEN24 4.6 Plus, Smart controller/meter manufacturer : SwitchDin, Smart controller/meter model # : Droplet, Current sensor manufacturer : NULL, Current sensor model # : NULL, Other major component manufacturer : NULL, Other major component model # : NULL, Other major component manufacturer : NULL, Other major component model # : NULL, Battery Brand : BYD, SystemId : NULL
02-Nov-20 | HBS2012 | BYD Battery-Box Premium HVM 19.3/19.32kWh (3 off) w/ Fronius Primo GEN24 4.6 Plus inverter, SwitchDin 'smart controller' | NULL | 57.9 | NULL | NULL | BYD | Battery-Box Premium HVM 19.3/19.32kWh | 3 | Fronius | Primo GEN24 4.6 Plus | SwitchDin | Droplet | NULL | NULL | NULL | NULL | NULL | NULL | BYD | NULL | Date Added : 02-Nov-20, Reference # : HBS2012, HBS designation : BYD Battery-Box Premium HVM 19.3/19.32kWh (3 off) w/ Fronius Primo GEN24 4.6 Plus inverter, SwitchDin 'smart controller', Inverter Capacity (Var) : NULL, Useable capacity (kWh) : 57.9, BESS manufacturer : NULL, BESS Model # : NULL, Battery System (BS) Manufacturer : BYD, Battery System (BS) Model # : Battery-Box Premium HVM 19.3/19.32kWh, Number of BESS/BS in system : 3, Inverter manufacturer : Fronius, Inverter model # : Primo GEN24 4.6 Plus, Smart controller/meter manufacturer : SwitchDin, Smart controller/meter model # : Droplet, Current sensor manufacturer : NULL, Current sensor model # : NULL, Other major component manufacturer : NULL, Other major component model # : NULL, Other major component manufacturer : NULL, Other major component model # : NULL, Battery Brand : BYD, SystemId : NULL
02-Nov-20 | HBS2013 | BYD Battery-Box Premium HVS 5.1/5.12kWh (1 off) w/ Fronius Primo GEN24 5.0 Plus inverter, SwitchDin 'smart controller' | NULL | 5.1 | NULL | NULL | BYD | Battery-Box Premium HVS 5.1/5.12kWh | 1 | Fronius | Primo GEN24 5.0 Plus | SwitchDin | Droplet | NULL | NULL | NULL | NULL | NULL | NULL | BYD | NULL | Date Added : 02-Nov-20, Reference # : HBS2013, HBS designation : BYD Battery-Box Premium HVS 5.1/5.12kWh (1 off) w/ Fronius Primo GEN24 5.0 Plus inverter, SwitchDin 'smart controller', Inverter Capacity (Var) : NULL, Useable capacity (kWh) : 5.1, BESS manufacturer : NULL, BESS Model # : NULL, Battery System (BS) Manufacturer : BYD, Battery System (BS) Model # : Battery-Box Premium HVS 5.1/5.12kWh, Number of BESS/BS in system : 1, Inverter manufacturer : Fronius, Inverter model # : Primo GEN24 5.0 Plus, Smart controller/meter manufacturer : SwitchDin, Smart controller/meter model # : Droplet, Current sensor manufacturer : NULL, Current sensor model # : NULL, Other major component manufacturer : NULL, Other major component model # : NULL, Other major component manufacturer : NULL, Other major component model # : NULL, Battery Brand : BYD, SystemId : NULL
02-Nov-20 | HBS2014 | BYD Battery-Box Premium HVS 7.7/7.68kWh (1 off) w/ Fronius Primo GEN24 5.0 Plus inverter, SwitchDin 'smart controller' | NULL | 7.7 | NULL | NULL | BYD | Battery-Box Premium HVS 7.7/7.68kWh | 1 | Fronius | Primo GEN24 5.0 Plus | SwitchDin | Droplet | NULL | NULL | NULL | NULL | NULL | NULL | BYD | NULL | Date Added : 02-Nov-20, Reference # : HBS2014, HBS designation : BYD Battery-Box Premium HVS 7.7/7.68kWh (1 off) w/ Fronius Primo GEN24 5.0 Plus inverter, SwitchDin 'smart controller', Inverter Capacity (Var) : NULL, Useable capacity (kWh) : 7.7, BESS manufacturer : NULL, BESS Model # : NULL, Battery System (BS) Manufacturer : BYD, Battery System (BS) Model # : Battery-Box Premium HVS 7.7/7.68kWh, Number of BESS/BS in system : 1, Inverter manufacturer : Fronius, Inverter model # : Primo GEN24 5.0 Plus, Smart controller/meter manufacturer : SwitchDin, Smart controller/meter model # : Droplet, Current sensor manufacturer : NULL, Current sensor model # : NULL, Other major component manufacturer : NULL, Other major component model # : NULL, Other major component manufacturer : NULL, Other major component model # : NULL, Battery Brand : BYD, SystemId : NULL
02-Nov-20 | HBS2015 | BYD Battery-Box Premium HVS 5.1/5.12kWh (2 off) w/ Fronius Primo GEN24 5.0 Plus inverter, SwitchDin 'smart controller' | NULL | 10.2 | NULL | NULL | BYD | Battery-Box Premium HVS 5.1/5.12kWh | 2 | Fronius | Primo GEN24 5.0 Plus | SwitchDin | Droplet | NULL | NULL | NULL | NULL | NULL | NULL | BYD | NULL | Date Added : 02-Nov-20, Reference # : HBS2015, HBS designation : BYD Battery-Box Premium HVS 5.1/5.12kWh (2 off) w/ Fronius Primo GEN24 5.0 Plus inverter, SwitchDin 'smart controller', Inverter Capacity (Var) : NULL, Useable capacity (kWh) : 10.2, BESS manufacturer : NULL, BESS Model # : NULL, Battery System (BS) Manufacturer : BYD, Battery System (BS) Model # : Battery-Box Premium HVS 5.1/5.12kWh, Number of BESS/BS in system : 2, Inverter manufacturer : Fronius, Inverter model # : Primo GEN24 5.0 Plus, Smart controller/meter manufacturer : SwitchDin, Smart controller/meter model # : Droplet, Current sensor manufacturer : NULL, Current sensor model # : NULL, Other major component manufacturer : NULL, Other major component model # : NULL, Other major component manufacturer : NULL, Other major component model # : NULL, Battery Brand : BYD, SystemId : NULL
02-Nov-20 | HBS2016 | BYD Battery-Box Premium HVS 7.7/7.68kWh (2 off) w/ Fronius Primo GEN24 5.0 Plus inverter, SwitchDin 'smart controller' | NULL | 15.4 | NULL | NULL | BYD | Battery-Box Premium HVS 7.7/7.68kWh | 2 | Fronius | Primo GEN24 5.0 Plus | SwitchDin | Droplet | NULL | NULL | NULL | NULL | NULL | NULL | BYD | NULL | Date Added : 02-Nov-20, Reference # : HBS2016, HBS designation : BYD Battery-Box Premium HVS 7.7/7.68kWh (2 off) w/ Fronius Primo GEN24 5.0 Plus inverter, SwitchDin 'smart controller', Inverter Capacity (Var) : NULL, Useable capacity (kWh) : 15.4, BESS manufacturer : NULL, BESS Model # : NULL, Battery System (BS) Manufacturer : BYD, Battery System (BS) Model # : Battery-Box Premium HVS 7.7/7.68kWh, Number of BESS/BS in system : 2, Inverter manufacturer : Fronius, Inverter model # : Primo GEN24 5.0 Plus, Smart controller/meter manufacturer : SwitchDin, Smart controller/meter model # : Droplet, Current sensor manufacturer : NULL, Current sensor model # : NULL, Other major component manufacturer : NULL, Other major component model # : NULL, Other major component manufacturer : NULL, Other major component model # : NULL, Battery Brand : BYD, SystemId : NULL
02-Nov-20 | HBS2017 | BYD Battery-Box Premium HVS 5.1/5.12kWh (3 off) w/ Fronius Primo GEN24 5.0 Plus inverter, SwitchDin 'smart controller' | NULL | 15.3 | NULL | NULL | BYD | Battery-Box Premium HVS 5.1/5.12kWh | 3 | Fronius | Primo GEN24 5.0 Plus | SwitchDin | Droplet | NULL | NULL | NULL | NULL | NULL | NULL | BYD | NULL | Date Added : 02-Nov-20, Reference # : HBS2017, HBS designation : BYD Battery-Box Premium HVS 5.1/5.12kWh (3 off) w/ Fronius Primo GEN24 5.0 Plus inverter, SwitchDin 'smart controller', Inverter Capacity (Var) : NULL, Useable capacity (kWh) : 15.3, BESS manufacturer : NULL, BESS Model # : NULL, Battery System (BS) Manufacturer : BYD, Battery System (BS) Model # : Battery-Box Premium HVS 5.1/5.12kWh, Number of BESS/BS in system : 3, Inverter manufacturer : Fronius, Inverter model # : Primo GEN24 5.0 Plus, Smart controller/meter manufacturer : SwitchDin, Smart controller/meter model # : Droplet, Current sensor manufacturer : NULL, Current sensor model # : NULL, Other major component manufacturer : NULL, Other major component model # : NULL, Other major component manufacturer : NULL, Other major component model # : NULL, Battery Brand : BYD, SystemId : NULL
02-Nov-20 | HBS2018 | BYD Battery-Box Premium HVS 7.7/7.68kWh (3 off) w/ Fronius Primo GEN24 5.0 Plus inverter, SwitchDin 'smart controller' | NULL | 23.1 | NULL | NULL | BYD | Battery-Box Premium HVS 7.7/7.68kWh | 3 | Fronius | Primo GEN24 5.0 Plus | SwitchDin | Droplet | NULL | NULL | NULL | NULL | NULL | NULL | BYD | NULL | Date Added : 02-Nov-20, Reference # : HBS2018, HBS designation : BYD Battery-Box Premium HVS 7.7/7.68kWh (3 off) w/ Fronius Primo GEN24 5.0 Plus inverter, SwitchDin 'smart controller', Inverter Capacity (Var) : NULL, Useable capacity (kWh) : 23.1, BESS manufacturer : NULL, BESS Model # : NULL, Battery System (BS) Manufacturer : BYD, Battery System (BS) Model # : Battery-Box Premium HVS 7.7/7.68kWh, Number of BESS/BS in system : 3, Inverter manufacturer : Fronius, Inverter model # : Primo GEN24 5.0 Plus, Smart controller/meter manufacturer : SwitchDin, Smart controller/meter model # : Droplet, Current sensor manufacturer : NULL, Current sensor model # : NULL, Other major component manufacturer : NULL, Other major component model # : NULL, Other major component manufacturer : NULL, Other major component model # : NULL, Battery Brand : BYD, SystemId : NULL
02-Nov-20 | HBS2020 | BYD Battery-Box Premium HVM 11.0/11.04kWh (1 off) w/ Fronius Primo GEN24 5.0 Plus inverter, SwitchDin 'smart controller' | NULL | 11 | NULL | NULL | BYD | Battery-Box Premium HVM 11.0/11.04kWh | 1 | Fronius | Primo GEN24 5.0 Plus | SwitchDin | Droplet | NULL | NULL | NULL | NULL | NULL | NULL | BYD | NULL | Date Added : 02-Nov-20, Reference # : HBS2020, HBS designation : BYD Battery-Box Premium HVM 11.0/11.04kWh (1 off) w/ Fronius Primo GEN24 5.0 Plus inverter, SwitchDin 'smart controller', Inverter Capacity (Var) : NULL, Useable capacity (kWh) : 11, BESS manufacturer : NULL, BESS Model # : NULL, Battery System (BS) Manufacturer : BYD, Battery System (BS) Model # : Battery-Box Premium HVM 11.0/11.04kWh, Number of BESS/BS in system : 1, Inverter manufacturer : Fronius, Inverter model # : Primo GEN24 5.0 Plus, Smart controller/meter manufacturer : SwitchDin, Smart controller/meter model # : Droplet, Current sensor manufacturer : NULL, Current sensor model # : NULL, Other major component manufacturer : NULL, Other major component model # : NULL, Other major component manufacturer : NULL, Other major component model # : NULL, Battery Brand : BYD, SystemId : NULL
02-Nov-20 | HBS2021 | BYD Battery-Box Premium HVM 13.8/13.8kWh (1 off) w/ Fronius Primo GEN24 5.0 Plus inverter, SwitchDin 'smart controller' | NULL | 13.8 | NULL | NULL | BYD | Battery-Box Premium HVM 13.8/13.8kWh | 1 | Fronius | Primo GEN24 5.0 Plus | SwitchDin | Droplet | NULL | NULL | NULL | NULL | NULL | NULL | BYD | NULL | Date Added : 02-Nov-20, Reference # : HBS2021, HBS designation : BYD Battery-Box Premium HVM 13.8/13.8kWh (1 off) w/ Fronius Primo GEN24 5.0 Plus inverter, SwitchDin 'smart controller', Inverter Capacity (Var) : NULL, Useable capacity (kWh) : 13.8, BESS manufacturer : NULL, BESS Model # : NULL, Battery System (BS) Manufacturer : BYD, Battery System (BS) Model # : Battery-Box Premium HVM 13.8/13.8kWh, Number of BESS/BS in system : 1, Inverter manufacturer : Fronius, Inverter model # : Primo GEN24 5.0 Plus, Smart controller/meter manufacturer : SwitchDin, Smart controller/meter model # : Droplet, Current sensor manufacturer : NULL, Current sensor model # : NULL, Other major component manufacturer : NULL, Other major component model # : NULL, Other major component manufacturer : NULL, Other major component model # : NULL, Battery Brand : BYD, SystemId : NULL
02-Nov-20 | HBS2022 | BYD Battery-Box Premium HVM 16.6/16.54kWh (1 off) w/ Fronius Primo GEN24 5.0 Plus inverter, SwitchDin 'smart controller' | NULL | 16.6 | NULL | NULL | BYD | Battery-Box Premium HVM 16.6/16.54kWh | 1 | Fronius | Primo GEN24 5.0 Plus | SwitchDin | Droplet | NULL | NULL | NULL | NULL | NULL | NULL | BYD | NULL | Date Added : 02-Nov-20, Reference # : HBS2022, HBS designation : BYD Battery-Box Premium HVM 16.6/16.54kWh (1 off) w/ Fronius Primo GEN24 5.0 Plus inverter, SwitchDin 'smart controller', Inverter Capacity (Var) : NULL, Useable capacity (kWh) : 16.6, BESS manufacturer : NULL, BESS Model # : NULL, Battery System (BS) Manufacturer : BYD, Battery System (BS) Model # : Battery-Box Premium HVM 16.6/16.54kWh, Number of BESS/BS in system : 1, Inverter manufacturer : Fronius, Inverter model # : Primo GEN24 5.0 Plus, Smart controller/meter manufacturer : SwitchDin, Smart controller/meter model # : Droplet, Current sensor manufacturer : NULL, Current sensor model # : NULL, Other major component manufacturer : NULL, Other major component model # : NULL, Other major component manufacturer : NULL, Other major component model # : NULL, Battery Brand : BYD, SystemId : NULL
02-Nov-20 | HBS2023 | BYD Battery-Box Premium HVM 19.3/19.32kWh (1 off) w/ Fronius Primo GEN24 5.0 Plus inverter, SwitchDin 'smart controller' | NULL | 19.3 | NULL | NULL | BYD | Battery-Box Premium HVM 19.3/19.32kWh | 1 | Fronius | Primo GEN24 5.0 Plus | SwitchDin | Droplet | NULL | NULL | NULL | NULL | NULL | NULL | BYD | NULL | Date Added : 02-Nov-20, Reference # : HBS2023, HBS designation : BYD Battery-Box Premium HVM 19.3/19.32kWh (1 off) w/ Fronius Primo GEN24 5.0 Plus inverter, SwitchDin 'smart controller', Inverter Capacity (Var) : NULL, Useable capacity (kWh) : 19.3, BESS manufacturer : NULL, BESS Model # : NULL, Battery System (BS) Manufacturer : BYD, Battery System (BS) Model # : Battery-Box Premium HVM 19.3/19.32kWh, Number of BESS/BS in system : 1, Inverter manufacturer : Fronius, Inverter model # : Primo GEN24 5.0 Plus, Smart controller/meter manufacturer : SwitchDin, Smart controller/meter model # : Droplet, Current sensor manufacturer : NULL, Current sensor model # : NULL, Other major component manufacturer : NULL, Other major component model # : NULL, Other major component manufacturer : NULL, Other major component model # : NULL, Battery Brand : BYD, SystemId : NULL
02-Nov-20 | HBS2025 | BYD Battery-Box Premium HVM 11.0/11.04kWh (2 off) w/ Fronius Primo GEN24 5.0 Plus inverter, SwitchDin 'smart controller' | NULL | 22 | NULL | NULL | BYD | Battery-Box Premium HVM 11.0/11.04kWh | 2 | Fronius | Primo GEN24 5.0 Plus | SwitchDin | Droplet | NULL | NULL | NULL | NULL | NULL | NULL | BYD | NULL | Date Added : 02-Nov-20, Reference # : HBS2025, HBS designation : BYD Battery-Box Premium HVM 11.0/11.04kWh (2 off) w/ Fronius Primo GEN24 5.0 Plus inverter, SwitchDin 'smart controller', Inverter Capacity (Var) : NULL, Useable capacity (kWh) : 22, BESS manufacturer : NULL, BESS Model # : NULL, Battery System (BS) Manufacturer : BYD, Battery System (BS) Model # : Battery-Box Premium HVM 11.0/11.04kWh, Number of BESS/BS in system : 2, Inverter manufacturer : Fronius, Inverter model # : Primo GEN24 5.0 Plus, Smart controller/meter manufacturer : SwitchDin, Smart controller/meter model # : Droplet, Current sensor manufacturer : NULL, Current sensor model # : NULL, Other major component manufacturer : NULL, Other major component model # : NULL, Other major component manufacturer : NULL, Other major component model # : NULL, Battery Brand : BYD, SystemId : NULL
02-Nov-20 | HBS2026 | BYD Battery-Box Premium HVM 13.8/13.8kWh (2 off) w/ Fronius Primo GEN24 5.0 Plus inverter, SwitchDin 'smart controller' | NULL | 27.6 | NULL | NULL | BYD | Battery-Box Premium HVM 13.8/13.8kWh | 2 | Fronius | Primo GEN24 5.0 Plus | SwitchDin | Droplet | NULL | NULL | NULL | NULL | NULL | NULL | BYD | NULL | Date Added : 02-Nov-20, Reference # : HBS2026, HBS designation : BYD Battery-Box Premium HVM 13.8/13.8kWh (2 off) w/ Fronius Primo GEN24 5.0 Plus inverter, SwitchDin 'smart controller', Inverter Capacity (Var) : NULL, Useable capacity (kWh) : 27.6, BESS manufacturer : NULL, BESS Model # : NULL, Battery System (BS) Manufacturer : BYD, Battery System (BS) Model # : Battery-Box Premium HVM 13.8/13.8kWh, Number of BESS/BS in system : 2, Inverter manufacturer : Fronius, Inverter model # : Primo GEN24 5.0 Plus, Smart controller/meter manufacturer : SwitchDin, Smart controller/meter model # : Droplet, Current sensor manufacturer : NULL, Current sensor model # : NULL, Other major component manufacturer : NULL, Other major component model # : NULL, Other major component manufacturer : NULL, Other major component model # : NULL, Battery Brand : BYD, SystemId : NULL
02-Nov-20 | HBS2027 | BYD Battery-Box Premium HVM 16.6/16.54kWh (2 off) w/ Fronius Primo GEN24 5.0 Plus inverter, SwitchDin 'smart controller' | NULL | 33.2 | NULL | NULL | BYD | Battery-Box Premium HVM 16.6/16.54kWh | 2 | Fronius | Primo GEN24 5.0 Plus | SwitchDin | Droplet | NULL | NULL | NULL | NULL | NULL | NULL | BYD | NULL | Date Added : 02-Nov-20, Reference # : HBS2027, HBS designation : BYD Battery-Box Premium HVM 16.6/16.54kWh (2 off) w/ Fronius Primo GEN24 5.0 Plus inverter, SwitchDin 'smart controller', Inverter Capacity (Var) : NULL, Useable capacity (kWh) : 33.2, BESS manufacturer : NULL, BESS Model # : NULL, Battery System (BS) Manufacturer : BYD, Battery System (BS) Model # : Battery-Box Premium HVM 16.6/16.54kWh, Number of BESS/BS in system : 2, Inverter manufacturer : Fronius, Inverter model # : Primo GEN24 5.0 Plus, Smart controller/meter manufacturer : SwitchDin, Smart controller/meter model # : Droplet, Current sensor manufacturer : NULL, Current sensor model # : NULL, Other major component manufacturer : NULL, Other major component model # : NULL, Other major component manufacturer : NULL, Other major component model # : NULL, Battery Brand : BYD, SystemId : NULL
02-Nov-20 | HBS2028 | BYD Battery-Box Premium HVM 19.3/19.32kWh (2 off) w/ Fronius Primo GEN24 5.0 Plus inverter, SwitchDin 'smart controller' | NULL | 38.6 | NULL | NULL | BYD | Battery-Box Premium HVM 19.3/19.32kWh | 2 | Fronius | Primo GEN24 5.0 Plus | SwitchDin | Droplet | NULL | NULL | NULL | NULL | NULL | NULL | BYD | NULL | Date Added : 02-Nov-20, Reference # : HBS2028, HBS designation : BYD Battery-Box Premium HVM 19.3/19.32kWh (2 off) w/ Fronius Primo GEN24 5.0 Plus inverter, SwitchDin 'smart controller', Inverter Capacity (Var) : NULL, Useable capacity (kWh) : 38.6, BESS manufacturer : NULL, BESS Model # : NULL, Battery System (BS) Manufacturer : BYD, Battery System (BS) Model # : Battery-Box Premium HVM 19.3/19.32kWh, Number of BESS/BS in system : 2, Inverter manufacturer : Fronius, Inverter model # : Primo GEN24 5.0 Plus, Smart controller/meter manufacturer : SwitchDin, Smart controller/meter model # : Droplet, Current sensor manufacturer : NULL, Current sensor model # : NULL, Other major component manufacturer : NULL, Other major component model # : NULL, Other major component manufacturer : NULL, Other major component model # : NULL, Battery Brand : BYD, SystemId : NULL
02-Nov-20 | HBS2030 | BYD Battery-Box Premium HVM 11.0/11.04kWh (3 off) w/ Fronius Primo GEN24 5.0 Plus inverter, SwitchDin 'smart controller' | NULL | 33 | NULL | NULL | BYD | Battery-Box Premium HVM 11.0/11.04kWh | 3 | Fronius | Primo GEN24 5.0 Plus | SwitchDin | Droplet | NULL | NULL | NULL | NULL | NULL | NULL | BYD | NULL | Date Added : 02-Nov-20, Reference # : HBS2030, HBS designation : BYD Battery-Box Premium HVM 11.0/11.04kWh (3 off) w/ Fronius Primo GEN24 5.0 Plus inverter, SwitchDin 'smart controller', Inverter Capacity (Var) : NULL, Useable capacity (kWh) : 33, BESS manufacturer : NULL, BESS Model # : NULL, Battery System (BS) Manufacturer : BYD, Battery System (BS) Model # : Battery-Box Premium HVM 11.0/11.04kWh, Number of BESS/BS in system : 3, Inverter manufacturer : Fronius, Inverter model # : Primo GEN24 5.0 Plus, Smart controller/meter manufacturer : SwitchDin, Smart controller/meter model # : Droplet, Current sensor manufacturer : NULL, Current sensor model # : NULL, Other major component manufacturer : NULL, Other major component model # : NULL, Other major component manufacturer : NULL, Other major component model # : NULL, Battery Brand : BYD, SystemId : NULL
02-Nov-20 | HBS2031 | BYD Battery-Box Premium HVM 13.8/13.8kWh (3 off) w/ Fronius Primo GEN24 5.0 Plus inverter, SwitchDin 'smart controller' | NULL | 41.4 | NULL | NULL | BYD | Battery-Box Premium HVM 13.8/13.8kWh | 3 | Fronius | Primo GEN24 5.0 Plus | SwitchDin | Droplet | NULL | NULL | NULL | NULL | NULL | NULL | BYD | NULL | Date Added : 02-Nov-20, Reference # : HBS2031, HBS designation : BYD Battery-Box Premium HVM 13.8/13.8kWh (3 off) w/ Fronius Primo GEN24 5.0 Plus inverter, SwitchDin 'smart controller', Inverter Capacity (Var) : NULL, Useable capacity (kWh) : 41.4, BESS manufacturer : NULL, BESS Model # : NULL, Battery System (BS) Manufacturer : BYD, Battery System (BS) Model # : Battery-Box Premium HVM 13.8/13.8kWh, Number of BESS/BS in system : 3, Inverter manufacturer : Fronius, Inverter model # : Primo GEN24 5.0 Plus, Smart controller/meter manufacturer : SwitchDin, Smart controller/meter model # : Droplet, Current sensor manufacturer : NULL, Current sensor model # : NULL, Other major component manufacturer : NULL, Other major component model # : NULL, Other major component manufacturer : NULL, Other major component model # : NULL, Battery Brand : BYD, SystemId : NULL
02-Nov-20 | HBS2032 | BYD Battery-Box Premium HVM 16.6/16.54kWh (3 off) w/ Fronius Primo GEN24 5.0 Plus inverter, SwitchDin 'smart controller' | NULL | 49.8 | NULL | NULL | BYD | Battery-Box Premium HVM 16.6/16.54kWh | 3 | Fronius | Primo GEN24 5.0 Plus | SwitchDin | Droplet | NULL | NULL | NULL | NULL | NULL | NULL | BYD | NULL | Date Added : 02-Nov-20, Reference # : HBS2032, HBS designation : BYD Battery-Box Premium HVM 16.6/16.54kWh (3 off) w/ Fronius Primo GEN24 5.0 Plus inverter, SwitchDin 'smart controller', Inverter Capacity (Var) : NULL, Useable capacity (kWh) : 49.8, BESS manufacturer : NULL, BESS Model # : NULL, Battery System (BS) Manufacturer : BYD, Battery System (BS) Model # : Battery-Box Premium HVM 16.6/16.54kWh, Number of BESS/BS in system : 3, Inverter manufacturer : Fronius, Inverter model # : Primo GEN24 5.0 Plus, Smart controller/meter manufacturer : SwitchDin, Smart controller/meter model # : Droplet, Current sensor manufacturer : NULL, Current sensor model # : NULL, Other major component manufacturer : NULL, Other major component model # : NULL, Other major component manufacturer : NULL, Other major component model # : NULL, Battery Brand : BYD, SystemId : NULL
02-Nov-20 | HBS2033 | BYD Battery-Box Premium HVM 19.3/19.32kWh (3 off) w/ Fronius Primo GEN24 5.0 Plus inverter, SwitchDin 'smart controller' | NULL | 57.9 | NULL | NULL | BYD | Battery-Box Premium HVM 19.3/19.32kWh | 3 | Fronius | Primo GEN24 5.0 Plus | SwitchDin | Droplet | NULL | NULL | NULL | NULL | NULL | NULL | BYD | NULL | Date Added : 02-Nov-20, Reference # : HBS2033, HBS designation : BYD Battery-Box Premium HVM 19.3/19.32kWh (3 off) w/ Fronius Primo GEN24 5.0 Plus inverter, SwitchDin 'smart controller', Inverter Capacity (Var) : NULL, Useable capacity (kWh) : 57.9, BESS manufacturer : NULL, BESS Model # : NULL, Battery System (BS) Manufacturer : BYD, Battery System (BS) Model # : Battery-Box Premium HVM 19.3/19.32kWh, Number of BESS/BS in system : 3, Inverter manufacturer : Fronius, Inverter model # : Primo GEN24 5.0 Plus, Smart controller/meter manufacturer : SwitchDin, Smart controller/meter model # : Droplet, Current sensor manufacturer : NULL, Current sensor model # : NULL, Other major component manufacturer : NULL, Other major component model # : NULL, Other major component manufacturer : NULL, Other major component model # : NULL, Battery Brand : BYD, SystemId : NULL
02-Nov-20 | HBS2034 | BYD Battery-Box Premium HVS 5.1/5.12kWh (1 off) w/ Fronius Primo GEN24 6.0 Plus inverter, SwitchDin 'smart controller' | NULL | 5.1 | NULL | NULL | BYD | Battery-Box Premium HVS 5.1/5.12kWh | 1 | Fronius | Primo GEN24 6.0 Plus | SwitchDin | Droplet | NULL | NULL | NULL | NULL | NULL | NULL | BYD | NULL | Date Added : 02-Nov-20, Reference # : HBS2034, HBS designation : BYD Battery-Box Premium HVS 5.1/5.12kWh (1 off) w/ Fronius Primo GEN24 6.0 Plus inverter, SwitchDin 'smart controller', Inverter Capacity (Var) : NULL, Useable capacity (kWh) : 5.1, BESS manufacturer : NULL, BESS Model # : NULL, Battery System (BS) Manufacturer : BYD, Battery System (BS) Model # : Battery-Box Premium HVS 5.1/5.12kWh, Number of BESS/BS in system : 1, Inverter manufacturer : Fronius, Inverter model # : Primo GEN24 6.0 Plus, Smart controller/meter manufacturer : SwitchDin, Smart controller/meter model # : Droplet, Current sensor manufacturer : NULL, Current sensor model # : NULL, Other major component manufacturer : NULL, Other major component model # : NULL, Other major component manufacturer : NULL, Other major component model # : NULL, Battery Brand : BYD, SystemId : NULL
02-Nov-20 | HBS2035 | BYD Battery-Box Premium HVS 7.7/7.68kWh (1 off) w/ Fronius Primo GEN24 6.0 Plus inverter, SwitchDin 'smart controller' | NULL | 7.7 | NULL | NULL | BYD | Battery-Box Premium HVS 7.7/7.68kWh | 1 | Fronius | Primo GEN24 6.0 Plus | SwitchDin | Droplet | NULL | NULL | NULL | NULL | NULL | NULL | BYD | NULL | Date Added : 02-Nov-20, Reference # : HBS2035, HBS designation : BYD Battery-Box Premium HVS 7.7/7.68kWh (1 off) w/ Fronius Primo GEN24 6.0 Plus inverter, SwitchDin 'smart controller', Inverter Capacity (Var) : NULL, Useable capacity (kWh) : 7.7, BESS manufacturer : NULL, BESS Model # : NULL, Battery System (BS) Manufacturer : BYD, Battery System (BS) Model # : Battery-Box Premium HVS 7.7/7.68kWh, Number of BESS/BS in system : 1, Inverter manufacturer : Fronius, Inverter model # : Primo GEN24 6.0 Plus, Smart controller/meter manufacturer : SwitchDin, Smart controller/meter model # : Droplet, Current sensor manufacturer : NULL, Current sensor model # : NULL, Other major component manufacturer : NULL, Other major component model # : NULL, Other major component manufacturer : NULL, Other major component model # : NULL, Battery Brand : BYD, SystemId : NULL
02-Nov-20 | HBS2036 | BYD Battery-Box Premium HVS 5.1/5.12kWh (2 off) w/ Fronius Primo GEN24 6.0 Plus inverter, SwitchDin 'smart controller' | NULL | 10.2 | NULL | NULL | BYD | Battery-Box Premium HVS 5.1/5.12kWh | 2 | Fronius | Primo GEN24 6.0 Plus | SwitchDin | Droplet | NULL | NULL | NULL | NULL | NULL | NULL | BYD | NULL | Date Added : 02-Nov-20, Reference # : HBS2036, HBS designation : BYD Battery-Box Premium HVS 5.1/5.12kWh (2 off) w/ Fronius Primo GEN24 6.0 Plus inverter, SwitchDin 'smart controller', Inverter Capacity (Var) : NULL, Useable capacity (kWh) : 10.2, BESS manufacturer : NULL, BESS Model # : NULL, Battery System (BS) Manufacturer : BYD, Battery System (BS) Model # : Battery-Box Premium HVS 5.1/5.12kWh, Number of BESS/BS in system : 2, Inverter manufacturer : Fronius, Inverter model # : Primo GEN24 6.0 Plus, Smart controller/meter manufacturer : SwitchDin, Smart controller/meter model # : Droplet, Current sensor manufacturer : NULL, Current sensor model # : NULL, Other major component manufacturer : NULL, Other major component model # : NULL, Other major component manufacturer : NULL, Other major component model # : NULL, Battery Brand : BYD, SystemId : NULL
02-Nov-20 | HBS2037 | BYD Battery-Box Premium HVS 7.7/7.68kWh (2 off) w/ Fronius Primo GEN24 6.0 Plus inverter, SwitchDin 'smart controller' | NULL | 15.4 | NULL | NULL | BYD | Battery-Box Premium HVS 7.7/7.68kWh | 2 | Fronius | Primo GEN24 6.0 Plus | SwitchDin | Droplet | NULL | NULL | NULL | NULL | NULL | NULL | BYD | NULL | Date Added : 02-Nov-20, Reference # : HBS2037, HBS designation : BYD Battery-Box Premium HVS 7.7/7.68kWh (2 off) w/ Fronius Primo GEN24 6.0 Plus inverter, SwitchDin 'smart controller', Inverter Capacity (Var) : NULL, Useable capacity (kWh) : 15.4, BESS manufacturer : NULL, BESS Model # : NULL, Battery System (BS) Manufacturer : BYD, Battery System (BS) Model # : Battery-Box Premium HVS 7.7/7.68kWh, Number of BESS/BS in system : 2, Inverter manufacturer : Fronius, Inverter model # : Primo GEN24 6.0 Plus, Smart controller/meter manufacturer : SwitchDin, Smart controller/meter model # : Droplet, Current sensor manufacturer : NULL, Current sensor model # : NULL, Other major component manufacturer : NULL, Other major component model # : NULL, Other major component manufacturer : NULL, Other major component model # : NULL, Battery Brand : BYD, SystemId : NULL
02-Nov-20 | HBS2038 | BYD Battery-Box Premium HVS 5.1/5.12kWh (3 off) w/ Fronius Primo GEN24 6.0 Plus inverter, SwitchDin 'smart controller' | NULL | 15.3 | NULL | NULL | BYD | Battery-Box Premium HVS 5.1/5.12kWh | 3 | Fronius | Primo GEN24 6.0 Plus | SwitchDin | Droplet | NULL | NULL | NULL | NULL | NULL | NULL | BYD | NULL | Date Added : 02-Nov-20, Reference # : HBS2038, HBS designation : BYD Battery-Box Premium HVS 5.1/5.12kWh (3 off) w/ Fronius Primo GEN24 6.0 Plus inverter, SwitchDin 'smart controller', Inverter Capacity (Var) : NULL, Useable capacity (kWh) : 15.3, BESS manufacturer : NULL, BESS Model # : NULL, Battery System (BS) Manufacturer : BYD, Battery System (BS) Model # : Battery-Box Premium HVS 5.1/5.12kWh, Number of BESS/BS in system : 3, Inverter manufacturer : Fronius, Inverter model # : Primo GEN24 6.0 Plus, Smart controller/meter manufacturer : SwitchDin, Smart controller/meter model # : Droplet, Current sensor manufacturer : NULL, Current sensor model # : NULL, Other major component manufacturer : NULL, Other major component model # : NULL, Other major component manufacturer : NULL, Other major component model # : NULL, Battery Brand : BYD, SystemId : NULL
02-Nov-20 | HBS2039 | BYD Battery-Box Premium HVS 7.7/7.68kWh (3 off) w/ Fronius Primo GEN24 6.0 Plus inverter, SwitchDin 'smart controller' | NULL | 23.1 | NULL | NULL | BYD | Battery-Box Premium HVS 7.7/7.68kWh | 3 | Fronius | Primo GEN24 6.0 Plus | SwitchDin | Droplet | NULL | NULL | NULL | NULL | NULL | NULL | BYD | NULL | Date Added : 02-Nov-20, Reference # : HBS2039, HBS designation : BYD Battery-Box Premium HVS 7.7/7.68kWh (3 off) w/ Fronius Primo GEN24 6.0 Plus inverter, SwitchDin 'smart controller', Inverter Capacity (Var) : NULL, Useable capacity (kWh) : 23.1, BESS manufacturer : NULL, BESS Model # : NULL, Battery System (BS) Manufacturer : BYD, Battery System (BS) Model # : Battery-Box Premium HVS 7.7/7.68kWh, Number of BESS/BS in system : 3, Inverter manufacturer : Fronius, Inverter model # : Primo GEN24 6.0 Plus, Smart controller/meter manufacturer : SwitchDin, Smart controller/meter model # : Droplet, Current sensor manufacturer : NULL, Current sensor model # : NULL, Other major component manufacturer : NULL, Other major component model # : NULL, Other major component manufacturer : NULL, Other major component model # : NULL, Battery Brand : BYD, SystemId : NULL
02-Nov-20 | HBS2041 | BYD Battery-Box Premium HVM 11.0/11.04kWh (1 off) w/ Fronius Primo GEN24 6.0 Plus inverter, SwitchDin 'smart controller' | NULL | 11 | NULL | NULL | BYD | Battery-Box Premium HVM 11.0/11.04kWh | 1 | Fronius | Primo GEN24 6.0 Plus | SwitchDin | Droplet | NULL | NULL | NULL | NULL | NULL | NULL | BYD | NULL | Date Added : 02-Nov-20, Reference # : HBS2041, HBS designation : BYD Battery-Box Premium HVM 11.0/11.04kWh (1 off) w/ Fronius Primo GEN24 6.0 Plus inverter, SwitchDin 'smart controller', Inverter Capacity (Var) : NULL, Useable capacity (kWh) : 11, BESS manufacturer : NULL, BESS Model # : NULL, Battery System (BS) Manufacturer : BYD, Battery System (BS) Model # : Battery-Box Premium HVM 11.0/11.04kWh, Number of BESS/BS in system : 1, Inverter manufacturer : Fronius, Inverter model # : Primo GEN24 6.0 Plus, Smart controller/meter manufacturer : SwitchDin, Smart controller/meter model # : Droplet, Current sensor manufacturer : NULL, Current sensor model # : NULL, Other major component manufacturer : NULL, Other major component model # : NULL, Other major component manufacturer : NULL, Other major component model # : NULL, Battery Brand : BYD, SystemId : NULL
02-Nov-20 | HBS2042 | BYD Battery-Box Premium HVM 13.8/13.8kWh (1 off) w/ Fronius Primo GEN24 6.0 Plus inverter, SwitchDin 'smart controller' | NULL | 13.8 | NULL | NULL | BYD | Battery-Box Premium HVM 13.8/13.8kWh | 1 | Fronius | Primo GEN24 6.0 Plus | SwitchDin | Droplet | NULL | NULL | NULL | NULL | NULL | NULL | BYD | NULL | Date Added : 02-Nov-20, Reference # : HBS2042, HBS designation : BYD Battery-Box Premium HVM 13.8/13.8kWh (1 off) w/ Fronius Primo GEN24 6.0 Plus inverter, SwitchDin 'smart controller', Inverter Capacity (Var) : NULL, Useable capacity (kWh) : 13.8, BESS manufacturer : NULL, BESS Model # : NULL, Battery System (BS) Manufacturer : BYD, Battery System (BS) Model # : Battery-Box Premium HVM 13.8/13.8kWh, Number of BESS/BS in system : 1, Inverter manufacturer : Fronius, Inverter model # : Primo GEN24 6.0 Plus, Smart controller/meter manufacturer : SwitchDin, Smart controller/meter model # : Droplet, Current sensor manufacturer : NULL, Current sensor model # : NULL, Other major component manufacturer : NULL, Other major component model # : NULL, Other major component manufacturer : NULL, Other major component model # : NULL, Battery Brand : BYD, SystemId : NULL
02-Nov-20 | HBS2043 | BYD Battery-Box Premium HVM 16.6/16.54kWh (1 off) w/ Fronius Primo GEN24 6.0 Plus inverter, SwitchDin 'smart controller' | NULL | 16.6 | NULL | NULL | BYD | Battery-Box Premium HVM 16.6/16.54kWh | 1 | Fronius | Primo GEN24 6.0 Plus | SwitchDin | Droplet | NULL | NULL | NULL | NULL | NULL | NULL | BYD | NULL | Date Added : 02-Nov-20, Reference # : HBS2043, HBS designation : BYD Battery-Box Premium HVM 16.6/16.54kWh (1 off) w/ Fronius Primo GEN24 6.0 Plus inverter, SwitchDin 'smart controller', Inverter Capacity (Var) : NULL, Useable capacity (kWh) : 16.6, BESS manufacturer : NULL, BESS Model # : NULL, Battery System (BS) Manufacturer : BYD, Battery System (BS) Model # : Battery-Box Premium HVM 16.6/16.54kWh, Number of BESS/BS in system : 1, Inverter manufacturer : Fronius, Inverter model # : Primo GEN24 6.0 Plus, Smart controller/meter manufacturer : SwitchDin, Smart controller/meter model # : Droplet, Current sensor manufacturer : NULL, Current sensor model # : NULL, Other major component manufacturer : NULL, Other major component model # : NULL, Other major component manufacturer : NULL, Other major component model # : NULL, Battery Brand : BYD, SystemId : NULL
02-Nov-20 | HBS2044 | BYD Battery-Box Premium HVM 19.3/19.32kWh (1 off) w/ Fronius Primo GEN24 6.0 Plus inverter, SwitchDin 'smart controller' | NULL | 19.3 | NULL | NULL | BYD | Battery-Box Premium HVM 19.3/19.32kWh | 1 | Fronius | Primo GEN24 6.0 Plus | SwitchDin | Droplet | NULL | NULL | NULL | NULL | NULL | NULL | BYD | NULL | Date Added : 02-Nov-20, Reference # : HBS2044, HBS designation : BYD Battery-Box Premium HVM 19.3/19.32kWh (1 off) w/ Fronius Primo GEN24 6.0 Plus inverter, SwitchDin 'smart controller', Inverter Capacity (Var) : NULL, Useable capacity (kWh) : 19.3, BESS manufacturer : NULL, BESS Model # : NULL, Battery System (BS) Manufacturer : BYD, Battery System (BS) Model # : Battery-Box Premium HVM 19.3/19.32kWh, Number of BESS/BS in system : 1, Inverter manufacturer : Fronius, Inverter model # : Primo GEN24 6.0 Plus, Smart controller/meter manufacturer : SwitchDin, Smart controller/meter model # : Droplet, Current sensor manufacturer : NULL, Current sensor model # : NULL, Other major component manufacturer : NULL, Other major component model # : NULL, Other major component manufacturer : NULL, Other major component model # : NULL, Battery Brand : BYD, SystemId : NULL
02-Nov-20 | HBS2046 | BYD Battery-Box Premium HVM 11.0/11.04kWh (2 off) w/ Fronius Primo GEN24 6.0 Plus inverter, SwitchDin 'smart controller' | NULL | 22 | NULL | NULL | BYD | Battery-Box Premium HVM 11.0/11.04kWh | 2 | Fronius | Primo GEN24 6.0 Plus | SwitchDin | Droplet | NULL | NULL | NULL | NULL | NULL | NULL | BYD | NULL | Date Added : 02-Nov-20, Reference # : HBS2046, HBS designation : BYD Battery-Box Premium HVM 11.0/11.04kWh (2 off) w/ Fronius Primo GEN24 6.0 Plus inverter, SwitchDin 'smart controller', Inverter Capacity (Var) : NULL, Useable capacity (kWh) : 22, BESS manufacturer : NULL, BESS Model # : NULL, Battery System (BS) Manufacturer : BYD, Battery System (BS) Model # : Battery-Box Premium HVM 11.0/11.04kWh, Number of BESS/BS in system : 2, Inverter manufacturer : Fronius, Inverter model # : Primo GEN24 6.0 Plus, Smart controller/meter manufacturer : SwitchDin, Smart controller/meter model # : Droplet, Current sensor manufacturer : NULL, Current sensor model # : NULL, Other major component manufacturer : NULL, Other major component model # : NULL, Other major component manufacturer : NULL, Other major component model # : NULL, Battery Brand : BYD, SystemId : NULL
02-Nov-20 | HBS2047 | BYD Battery-Box Premium HVM 13.8/13.8kWh (2 off) w/ Fronius Primo GEN24 6.0 Plus inverter, SwitchDin 'smart controller' | NULL | 27.6 | NULL | NULL | BYD | Battery-Box Premium HVM 13.8/13.8kWh | 2 | Fronius | Primo GEN24 6.0 Plus | SwitchDin | Droplet | NULL | NULL | NULL | NULL | NULL | NULL | BYD | NULL | Date Added : 02-Nov-20, Reference # : HBS2047, HBS designation : BYD Battery-Box Premium HVM 13.8/13.8kWh (2 off) w/ Fronius Primo GEN24 6.0 Plus inverter, SwitchDin 'smart controller', Inverter Capacity (Var) : NULL, Useable capacity (kWh) : 27.6, BESS manufacturer : NULL, BESS Model # : NULL, Battery System (BS) Manufacturer : BYD, Battery System (BS) Model # : Battery-Box Premium HVM 13.8/13.8kWh, Number of BESS/BS in system : 2, Inverter manufacturer : Fronius, Inverter model # : Primo GEN24 6.0 Plus, Smart controller/meter manufacturer : SwitchDin, Smart controller/meter model # : Droplet, Current sensor manufacturer : NULL, Current sensor model # : NULL, Other major component manufacturer : NULL, Other major component model # : NULL, Other major component manufacturer : NULL, Other major component model # : NULL, Battery Brand : BYD, SystemId : NULL
02-Nov-20 | HBS2048 | BYD Battery-Box Premium HVM 16.6/16.54kWh (2 off) w/ Fronius Primo GEN24 6.0 Plus inverter, SwitchDin 'smart controller' | NULL | 33.2 | NULL | NULL | BYD | Battery-Box Premium HVM 16.6/16.54kWh | 2 | Fronius | Primo GEN24 6.0 Plus | SwitchDin | Droplet | NULL | NULL | NULL | NULL | NULL | NULL | BYD | NULL | Date Added : 02-Nov-20, Reference # : HBS2048, HBS designation : BYD Battery-Box Premium HVM 16.6/16.54kWh (2 off) w/ Fronius Primo GEN24 6.0 Plus inverter, SwitchDin 'smart controller', Inverter Capacity (Var) : NULL, Useable capacity (kWh) : 33.2, BESS manufacturer : NULL, BESS Model # : NULL, Battery System (BS) Manufacturer : BYD, Battery System (BS) Model # : Battery-Box Premium HVM 16.6/16.54kWh, Number of BESS/BS in system : 2, Inverter manufacturer : Fronius, Inverter model # : Primo GEN24 6.0 Plus, Smart controller/meter manufacturer : SwitchDin, Smart controller/meter model # : Droplet, Current sensor manufacturer : NULL, Current sensor model # : NULL, Other major component manufacturer : NULL, Other major component model # : NULL, Other major component manufacturer : NULL, Other major component model # : NULL, Battery Brand : BYD, SystemId : NULL
02-Nov-20 | HBS2049 | BYD Battery-Box Premium HVM 19.3/19.32kWh (2 off) w/ Fronius Primo GEN24 6.0 Plus inverter, SwitchDin 'smart controller' | NULL | 38.6 | NULL | NULL | BYD | Battery-Box Premium HVM 19.3/19.32kWh | 2 | Fronius | Primo GEN24 6.0 Plus | SwitchDin | Droplet | NULL | NULL | NULL | NULL | NULL | NULL | BYD | NULL | Date Added : 02-Nov-20, Reference # : HBS2049, HBS designation : BYD Battery-Box Premium HVM 19.3/19.32kWh (2 off) w/ Fronius Primo GEN24 6.0 Plus inverter, SwitchDin 'smart controller', Inverter Capacity (Var) : NULL, Useable capacity (kWh) : 38.6, BESS manufacturer : NULL, BESS Model # : NULL, Battery System (BS) Manufacturer : BYD, Battery System (BS) Model # : Battery-Box Premium HVM 19.3/19.32kWh, Number of BESS/BS in system : 2, Inverter manufacturer : Fronius, Inverter model # : Primo GEN24 6.0 Plus, Smart controller/meter manufacturer : SwitchDin, Smart controller/meter model # : Droplet, Current sensor manufacturer : NULL, Current sensor model # : NULL, Other major component manufacturer : NULL, Other major component model # : NULL, Other major component manufacturer : NULL, Other major component model # : NULL, Battery Brand : BYD, SystemId : NULL
02-Nov-20 | HBS2051 | BYD Battery-Box Premium HVM 11.0/11.04kWh (3 off) w/ Fronius Primo GEN24 6.0 Plus inverter, SwitchDin 'smart controller' | NULL | 33 | NULL | NULL | BYD | Battery-Box Premium HVM 11.0/11.04kWh | 3 | Fronius | Primo GEN24 6.0 Plus | SwitchDin | Droplet | NULL | NULL | NULL | NULL | NULL | NULL | BYD | NULL | Date Added : 02-Nov-20, Reference # : HBS2051, HBS designation : BYD Battery-Box Premium HVM 11.0/11.04kWh (3 off) w/ Fronius Primo GEN24 6.0 Plus inverter, SwitchDin 'smart controller', Inverter Capacity (Var) : NULL, Useable capacity (kWh) : 33, BESS manufacturer : NULL, BESS Model # : NULL, Battery System (BS) Manufacturer : BYD, Battery System (BS) Model # : Battery-Box Premium HVM 11.0/11.04kWh, Number of BESS/BS in system : 3, Inverter manufacturer : Fronius, Inverter model # : Primo GEN24 6.0 Plus, Smart controller/meter manufacturer : SwitchDin, Smart controller/meter model # : Droplet, Current sensor manufacturer : NULL, Current sensor model # : NULL, Other major component manufacturer : NULL, Other major component model # : NULL, Other major component manufacturer : NULL, Other major component model # : NULL, Battery Brand : BYD, SystemId : NULL
02-Nov-20 | HBS2052 | BYD Battery-Box Premium HVM 13.8/13.8kWh (3 off) w/ Fronius Primo GEN24 6.0 Plus inverter, SwitchDin 'smart controller' | NULL | 41.4 | NULL | NULL | BYD | Battery-Box Premium HVM 13.8/13.8kWh | 3 | Fronius | Primo GEN24 6.0 Plus | SwitchDin | Droplet | NULL | NULL | NULL | NULL | NULL | NULL | BYD | NULL | Date Added : 02-Nov-20, Reference # : HBS2052, HBS designation : BYD Battery-Box Premium HVM 13.8/13.8kWh (3 off) w/ Fronius Primo GEN24 6.0 Plus inverter, SwitchDin 'smart controller', Inverter Capacity (Var) : NULL, Useable capacity (kWh) : 41.4, BESS manufacturer : NULL, BESS Model # : NULL, Battery System (BS) Manufacturer : BYD, Battery System (BS) Model # : Battery-Box Premium HVM 13.8/13.8kWh, Number of BESS/BS in system : 3, Inverter manufacturer : Fronius, Inverter model # : Primo GEN24 6.0 Plus, Smart controller/meter manufacturer : SwitchDin, Smart controller/meter model # : Droplet, Current sensor manufacturer : NULL, Current sensor model # : NULL, Other major component manufacturer : NULL, Other major component model # : NULL, Other major component manufacturer : NULL, Other major component model # : NULL, Battery Brand : BYD, SystemId : NULL
02-Nov-20 | HBS2053 | BYD Battery-Box Premium HVM 16.6/16.54kWh (3 off) w/ Fronius Primo GEN24 6.0 Plus inverter, SwitchDin 'smart controller' | NULL | 49.8 | NULL | NULL | BYD | Battery-Box Premium HVM 16.6/16.54kWh | 3 | Fronius | Primo GEN24 6.0 Plus | SwitchDin | Droplet | NULL | NULL | NULL | NULL | NULL | NULL | BYD | NULL | Date Added : 02-Nov-20, Reference # : HBS2053, HBS designation : BYD Battery-Box Premium HVM 16.6/16.54kWh (3 off) w/ Fronius Primo GEN24 6.0 Plus inverter, SwitchDin 'smart controller', Inverter Capacity (Var) : NULL, Useable capacity (kWh) : 49.8, BESS manufacturer : NULL, BESS Model # : NULL, Battery System (BS) Manufacturer : BYD, Battery System (BS) Model # : Battery-Box Premium HVM 16.6/16.54kWh, Number of BESS/BS in system : 3, Inverter manufacturer : Fronius, Inverter model # : Primo GEN24 6.0 Plus, Smart controller/meter manufacturer : SwitchDin, Smart controller/meter model # : Droplet, Current sensor manufacturer : NULL, Current sensor model # : NULL, Other major component manufacturer : NULL, Other major component model # : NULL, Other major component manufacturer : NULL, Other major component model # : NULL, Battery Brand : BYD, SystemId : NULL
02-Nov-20 | HBS2054 | BYD Battery-Box Premium HVM 19.3/19.32kWh (3 off) w/ Fronius Primo GEN24 6.0 Plus inverter, SwitchDin 'smart controller' | NULL | 57.9 | NULL | NULL | BYD | Battery-Box Premium HVM 19.3/19.32kWh | 3 | Fronius | Primo GEN24 6.0 Plus | SwitchDin | Droplet | NULL | NULL | NULL | NULL | NULL | NULL | BYD | NULL | Date Added : 02-Nov-20, Reference # : HBS2054, HBS designation : BYD Battery-Box Premium HVM 19.3/19.32kWh (3 off) w/ Fronius Primo GEN24 6.0 Plus inverter, SwitchDin 'smart controller', Inverter Capacity (Var) : NULL, Useable capacity (kWh) : 57.9, BESS manufacturer : NULL, BESS Model # : NULL, Battery System (BS) Manufacturer : BYD, Battery System (BS) Model # : Battery-Box Premium HVM 19.3/19.32kWh, Number of BESS/BS in system : 3, Inverter manufacturer : Fronius, Inverter model # : Primo GEN24 6.0 Plus, Smart controller/meter manufacturer : SwitchDin, Smart controller/meter model # : Droplet, Current sensor manufacturer : NULL, Current sensor model # : NULL, Other major component manufacturer : NULL, Other major component model # : NULL, Other major component manufacturer : NULL, Other major component model # : NULL, Battery Brand : BYD, SystemId : NULL
03-Nov-20 | HBS2055 | Alpha-ESS SMILE-BAT-10.1PX1 w/ RHI-5K-48ES inverter | NULL | 9.1 | NULL | NULL | Alpha-ESS | SMILE-BAT-10.1P | 1 | Ginlong Technologies Co Ltd | RHI-5K-48ES | NULL | NULL | NULL | NULL | NULL | NULL | NULL | NULL | Alpha-ESS | NULL | Date Added : 03-Nov-20, Reference # : HBS2055, HBS designation : Alpha-ESS SMILE-BAT-10.1PX1 w/ RHI-5K-48ES inverter, Inverter Capacity (Var) : NULL, Useable capacity (kWh) : 9.1, BESS manufacturer : NULL, BESS Model # : NULL, Battery System (BS) Manufacturer : Alpha-ESS, Battery System (BS) Model # : SMILE-BAT-10.1P, Number of BESS/BS in system : 1, Inverter manufacturer : Ginlong Technologies Co Ltd, Inverter model # : RHI-5K-48ES, Smart controller/meter manufacturer : NULL, Smart controller/meter model # : NULL, Current sensor manufacturer : NULL, Current sensor model # : NULL, Other major component manufacturer : NULL, Other major component model # : NULL, Other major component manufacturer : NULL, Other major component model # : NULL, Battery Brand : Alpha-ESS, SystemId : NULL
03-Nov-20 | HBS2056 | Alpha-ESS SMILE-BAT-10.1PX2 w/ RHI-5K-48ES inverter | NULL | 18.2 | NULL | NULL | Alpha-ESS | SMILE-BAT-10.1P | 2 | Ginlong Technologies Co Ltd | RHI-5K-48ES | NULL | NULL | NULL | NULL | NULL | NULL | NULL | NULL | Alpha-ESS | NULL | Date Added : 03-Nov-20, Reference # : HBS2056, HBS designation : Alpha-ESS SMILE-BAT-10.1PX2 w/ RHI-5K-48ES inverter, Inverter Capacity (Var) : NULL, Useable capacity (kWh) : 18.2, BESS manufacturer : NULL, BESS Model # : NULL, Battery System (BS) Manufacturer : Alpha-ESS, Battery System (BS) Model # : SMILE-BAT-10.1P, Number of BESS/BS in system : 2, Inverter manufacturer : Ginlong Technologies Co Ltd, Inverter model # : RHI-5K-48ES, Smart controller/meter manufacturer : NULL, Smart controller/meter model # : NULL, Current sensor manufacturer : NULL, Current sensor model # : NULL, Other major component manufacturer : NULL, Other major component model # : NULL, Other major component manufacturer : NULL, Other major component model # : NULL, Battery Brand : Alpha-ESS, SystemId : NULL
03-Nov-20 | HBS2057 | Alpha-ESS SMILE-BAT-10.1PX3 w/ RHI-5K-48ES inverter | NULL | 27.3 | NULL | NULL | Alpha-ESS | SMILE-BAT-10.1P | 3 | Ginlong Technologies Co Ltd | RHI-5K-48ES | NULL | NULL | NULL | NULL | NULL | NULL | NULL | NULL | Alpha-ESS | NULL | Date Added : 03-Nov-20, Reference # : HBS2057, HBS designation : Alpha-ESS SMILE-BAT-10.1PX3 w/ RHI-5K-48ES inverter, Inverter Capacity (Var) : NULL, Useable capacity (kWh) : 27.3, BESS manufacturer : NULL, BESS Model # : NULL, Battery System (BS) Manufacturer : Alpha-ESS, Battery System (BS) Model # : SMILE-BAT-10.1P, Number of BESS/BS in system : 3, Inverter manufacturer : Ginlong Technologies Co Ltd, Inverter model # : RHI-5K-48ES, Smart controller/meter manufacturer : NULL, Smart controller/meter model # : NULL, Current sensor manufacturer : NULL, Current sensor model # : NULL, Other major component manufacturer : NULL, Other major component model # : NULL, Other major component manufacturer : NULL, Other major component model # : NULL, Battery Brand : Alpha-ESS, SystemId : NULL
03-Nov-20 | HBS2058 | Alpha-ESS SMILE-BAT-10.3PX1 w/ RHI-5K-48ES inverter | NULL | 9.3 | NULL | NULL | Alpha-ESS | SMILE-BAT-10.3P | 1 | Ginlong Technologies Co Ltd | RHI-5K-48ES | NULL | NULL | NULL | NULL | NULL | NULL | NULL | NULL | Alpha-ESS | NULL | Date Added : 03-Nov-20, Reference # : HBS2058, HBS designation : Alpha-ESS SMILE-BAT-10.3PX1 w/ RHI-5K-48ES inverter, Inverter Capacity (Var) : NULL, Useable capacity (kWh) : 9.3, BESS manufacturer : NULL, BESS Model # : NULL, Battery System (BS) Manufacturer : Alpha-ESS, Battery System (BS) Model # : SMILE-BAT-10.3P, Number of BESS/BS in system : 1, Inverter manufacturer : Ginlong Technologies Co Ltd, Inverter model # : RHI-5K-48ES, Smart controller/meter manufacturer : NULL, Smart controller/meter model # : NULL, Current sensor manufacturer : NULL, Current sensor model # : NULL, Other major component manufacturer : NULL, Other major component model # : NULL, Other major component manufacturer : NULL, Other major component model # : NULL, Battery Brand : Alpha-ESS, SystemId : NULL
03-Nov-20 | HBS2059 | Alpha-ESS SMILE-BAT-10.3PX2 w/ RHI-5K-48ES inverter | NULL | 18.6 | NULL | NULL | Alpha-ESS | SMILE-BAT-10.3P | 2 | Ginlong Technologies Co Ltd | RHI-5K-48ES | NULL | NULL | NULL | NULL | NULL | NULL | NULL | NULL | Alpha-ESS | NULL | Date Added : 03-Nov-20, Reference # : HBS2059, HBS designation : Alpha-ESS SMILE-BAT-10.3PX2 w/ RHI-5K-48ES inverter, Inverter Capacity (Var) : NULL, Useable capacity (kWh) : 18.6, BESS manufacturer : NULL, BESS Model # : NULL, Battery System (BS) Manufacturer : Alpha-ESS, Battery System (BS) Model # : SMILE-BAT-10.3P, Number of BESS/BS in system : 2, Inverter manufacturer : Ginlong Technologies Co Ltd, Inverter model # : RHI-5K-48ES, Smart controller/meter manufacturer : NULL, Smart controller/meter model # : NULL, Current sensor manufacturer : NULL, Current sensor model # : NULL, Other major component manufacturer : NULL, Other major component model # : NULL, Other major component manufacturer : NULL, Other major component model # : NULL, Battery Brand : Alpha-ESS, SystemId : NULL
03-Nov-20 | HBS2060 | Alpha-ESS SMILE-BAT-10.3PX3 w/ RHI-5K-48ES inverter | NULL | 27.9 | NULL | NULL | Alpha-ESS | SMILE-BAT-10.3P | 3 | Ginlong Technologies Co Ltd | RHI-5K-48ES | NULL | NULL | NULL | NULL | NULL | NULL | NULL | NULL | Alpha-ESS | NULL | Date Added : 03-Nov-20, Reference # : HBS2060, HBS designation : Alpha-ESS SMILE-BAT-10.3PX3 w/ RHI-5K-48ES inverter, Inverter Capacity (Var) : NULL, Useable capacity (kWh) : 27.9, BESS manufacturer : NULL, BESS Model # : NULL, Battery System (BS) Manufacturer : Alpha-ESS, Battery System (BS) Model # : SMILE-BAT-10.3P, Number of BESS/BS in system : 3, Inverter manufacturer : Ginlong Technologies Co Ltd, Inverter model # : RHI-5K-48ES, Smart controller/meter manufacturer : NULL, Smart controller/meter model # : NULL, Current sensor manufacturer : NULL, Current sensor model # : NULL, Other major component manufacturer : NULL, Other major component model # : NULL, Other major component manufacturer : NULL, Other major component model # : NULL, Battery Brand : Alpha-ESS, SystemId : NULL
03-Nov-20 | HBS2061 | Alpha-ESS SMILE-BAT-13.3PX1 w/ RHI-5K-48ES inverter | NULL | 13.3 | NULL | NULL | Alpha-ESS | SMILE-BAT-13.3P | 1 | Ginlong Technologies Co Ltd | RHI-5K-48ES | NULL | NULL | NULL | NULL | NULL | NULL | NULL | NULL | Alpha-ESS | NULL | Date Added : 03-Nov-20, Reference # : HBS2061, HBS designation : Alpha-ESS SMILE-BAT-13.3PX1 w/ RHI-5K-48ES inverter, Inverter Capacity (Var) : NULL, Useable capacity (kWh) : 13.3, BESS manufacturer : NULL, BESS Model # : NULL, Battery System (BS) Manufacturer : Alpha-ESS, Battery System (BS) Model # : SMILE-BAT-13.3P, Number of BESS/BS in system : 1, Inverter manufacturer : Ginlong Technologies Co Ltd, Inverter model # : RHI-5K-48ES, Smart controller/meter manufacturer : NULL, Smart controller/meter model # : NULL, Current sensor manufacturer : NULL, Current sensor model # : NULL, Other major component manufacturer : NULL, Other major component model # : NULL, Other major component manufacturer : NULL, Other major component model # : NULL, Battery Brand : Alpha-ESS, SystemId : NULL
03-Nov-20 | HBS2062 | Alpha-ESS SMILE-BAT-13.3PX2 w/ RHI-5K-48ES inverter | NULL | 26.6 | NULL | NULL | Alpha-ESS | SMILE-BAT-13.3P | 2 | Ginlong Technologies Co Ltd | RHI-5K-48ES | NULL | NULL | NULL | NULL | NULL | NULL | NULL | NULL | Alpha-ESS | NULL | Date Added : 03-Nov-20, Reference # : HBS2062, HBS designation : Alpha-ESS SMILE-BAT-13.3PX2 w/ RHI-5K-48ES inverter, Inverter Capacity (Var) : NULL, Useable capacity (kWh) : 26.6, BESS manufacturer : NULL, BESS Model # : NULL, Battery System (BS) Manufacturer : Alpha-ESS, Battery System (BS) Model # : SMILE-BAT-13.3P, Number of BESS/BS in system : 2, Inverter manufacturer : Ginlong Technologies Co Ltd, Inverter model # : RHI-5K-48ES, Smart controller/meter manufacturer : NULL, Smart controller/meter model # : NULL, Current sensor manufacturer : NULL, Current sensor model # : NULL, Other major component manufacturer : NULL, Other major component model # : NULL, Other major component manufacturer : NULL, Other major component model # : NULL, Battery Brand : Alpha-ESS, SystemId : NULL
03-Nov-20 | HBS2063 | Alpha-ESS SMILE-BAT-13.3PX3 w/ RHI-5K-48ES inverter | NULL | 39.9 | NULL | NULL | Alpha-ESS | SMILE-BAT-13.3P | 3 | Ginlong Technologies Co Ltd | RHI-5K-48ES | NULL | NULL | NULL | NULL | NULL | NULL | NULL | NULL | Alpha-ESS | NULL | Date Added : 03-Nov-20, Reference # : HBS2063, HBS designation : Alpha-ESS SMILE-BAT-13.3PX3 w/ RHI-5K-48ES inverter, Inverter Capacity (Var) : NULL, Useable capacity (kWh) : 39.9, BESS manufacturer : NULL, BESS Model # : NULL, Battery System (BS) Manufacturer : Alpha-ESS, Battery System (BS) Model # : SMILE-BAT-13.3P, Number of BESS/BS in system : 3, Inverter manufacturer : Ginlong Technologies Co Ltd, Inverter model # : RHI-5K-48ES, Smart controller/meter manufacturer : NULL, Smart controller/meter model # : NULL, Current sensor manufacturer : NULL, Current sensor model # : NULL, Other major component manufacturer : NULL, Other major component model # : NULL, Other major component manufacturer : NULL, Other major component model # : NULL, Battery Brand : Alpha-ESS, SystemId : NULL
11-Nov-20 | HBS2064 | Tesla Powerwall 2 AC (x2) with Backup Gateway | 5000 | 27 | Tesla | Powerwall 2 | NULL | NULL | 2 | NULL | NULL | Tesla | Backup Gateway | NULL | NULL | NULL | NULL | NULL | NULL | Tesla | NULL | Date Added : 11-Nov-20, Reference # : HBS2064, HBS designation : Tesla Powerwall 2 AC (x2) with Backup Gateway, Inverter Capacity (Var) : 5000, Useable capacity (kWh) : 27, BESS manufacturer : Tesla, BESS Model # : Powerwall 2, Battery System (BS) Manufacturer : NULL, Battery System (BS) Model # : NULL, Number of BESS/BS in system : 2, Inverter manufacturer : NULL, Inverter model # : NULL, Smart controller/meter manufacturer : Tesla, Smart controller/meter model # : Backup Gateway, Current sensor manufacturer : NULL, Current sensor model # : NULL, Other major component manufacturer : NULL, Other major component model # : NULL, Other major component manufacturer : NULL, Other major component model # : NULL, Battery Brand : Tesla, SystemId : NULL
11-Nov-20 | HBS2065 | Energizer Homepower HP-6M | 3600 | 5.8 | Enertek Holdings Pty Ltd | HP-6M | NULL | NULL | 1 | NULL | NULL | NULL | NULL | NULL | NULL | NULL | NULL | NULL | NULL | Energizer | NULL | Date Added : 11-Nov-20, Reference # : HBS2065, HBS designation : Energizer Homepower HP-6M, Inverter Capacity (Var) : 3600, Useable capacity (kWh) : 5.8, BESS manufacturer : Enertek Holdings Pty Ltd, BESS Model # : HP-6M, Battery System (BS) Manufacturer : NULL, Battery System (BS) Model # : NULL, Number of BESS/BS in system : 1, Inverter manufacturer : NULL, Inverter model # : NULL, Smart controller/meter manufacturer : NULL, Smart controller/meter model # : NULL, Current sensor manufacturer : NULL, Current sensor model # : NULL, Other major component manufacturer : NULL, Other major component model # : NULL, Other major component manufacturer : NULL, Other major component model # : NULL, Battery Brand : Energizer, SystemId : NULL
11-Nov-20 | HBS2066 | Energizer Homepower HP-6M/1S | 3600 | 11.6 | Enertek Holdings Pty Ltd | HP-6M/1S | NULL | NULL | 1 | NULL | NULL | NULL | NULL | NULL | NULL | NULL | NULL | NULL | NULL | Energizer | NULL | Date Added : 11-Nov-20, Reference # : HBS2066, HBS designation : Energizer Homepower HP-6M/1S, Inverter Capacity (Var) : 3600, Useable capacity (kWh) : 11.6, BESS manufacturer : Enertek Holdings Pty Ltd, BESS Model # : HP-6M/1S, Battery System (BS) Manufacturer : NULL, Battery System (BS) Model # : NULL, Number of BESS/BS in system : 1, Inverter manufacturer : NULL, Inverter model # : NULL, Smart controller/meter manufacturer : NULL, Smart controller/meter model # : NULL, Current sensor manufacturer : NULL, Current sensor model # : NULL, Other major component manufacturer : NULL, Other major component model # : NULL, Other major component manufacturer : NULL, Other major component model # : NULL, Battery Brand : Energizer, SystemId : NULL
11-Nov-20 | HBS2067 | Energizer Homepower HP-6M/2S | 3600 | 17.4 | Enertek Holdings Pty Ltd | HP-6M/2S | NULL | NULL | 1 | NULL | NULL | NULL | NULL | NULL | NULL | NULL | NULL | NULL | NULL | Energizer | NULL | Date Added : 11-Nov-20, Reference # : HBS2067, HBS designation : Energizer Homepower HP-6M/2S, Inverter Capacity (Var) : 3600, Useable capacity (kWh) : 17.4, BESS manufacturer : Enertek Holdings Pty Ltd, BESS Model # : HP-6M/2S, Battery System (BS) Manufacturer : NULL, Battery System (BS) Model # : NULL, Number of BESS/BS in system : 1, Inverter manufacturer : NULL, Inverter model # : NULL, Smart controller/meter manufacturer : NULL, Smart controller/meter model # : NULL, Current sensor manufacturer : NULL, Current sensor model # : NULL, Other major component manufacturer : NULL, Other major component model # : NULL, Other major component manufacturer : NULL, Other major component model # : NULL, Battery Brand : Energizer, SystemId : NULL
11-Nov-20 | HBS2068 | Energizer Homepower HP-6M/3S | 3600 | 23.2 | Enertek Holdings Pty Ltd | HP-6M/3S | NULL | NULL | 1 | NULL | NULL | NULL | NULL | NULL | NULL | NULL | NULL | NULL | NULL | Energizer | NULL | Date Added : 11-Nov-20, Reference # : HBS2068, HBS designation : Energizer Homepower HP-6M/3S, Inverter Capacity (Var) : 3600, Useable capacity (kWh) : 23.2, BESS manufacturer : Enertek Holdings Pty Ltd, BESS Model # : HP-6M/3S, Battery System (BS) Manufacturer : NULL, Battery System (BS) Model # : NULL, Number of BESS/BS in system : 1, Inverter manufacturer : NULL, Inverter model # : NULL, Smart controller/meter manufacturer : NULL, Smart controller/meter model # : NULL, Current sensor manufacturer : NULL, Current sensor model # : NULL, Other major component manufacturer : NULL, Other major component model # : NULL, Other major component manufacturer : NULL, Other major component model # : NULL, Battery Brand : Energizer, SystemId : NULL
11-Nov-20 | HBS2069 | BYD LVS 4.0 w/ Sungrow SH5K-30 inverter | 4990 | 4 | NULL | NULL | BYD | LVS 4.0 | 1 | Sungrow | SH5K-30 | NULL | NULL | NULL | NULL | NULL | NULL | NULL | NULL | BYD | NULL | Date Added : 11-Nov-20, Reference # : HBS2069, HBS designation : BYD LVS 4.0 w/ Sungrow SH5K-30 inverter, Inverter Capacity (Var) : 4990, Useable capacity (kWh) : 4, BESS manufacturer : NULL, BESS Model # : NULL, Battery System (BS) Manufacturer : BYD, Battery System (BS) Model # : LVS 4.0, Number of BESS/BS in system : 1, Inverter manufacturer : Sungrow, Inverter model # : SH5K-30, Smart controller/meter manufacturer : NULL, Smart controller/meter model # : NULL, Current sensor manufacturer : NULL, Current sensor model # : NULL, Other major component manufacturer : NULL, Other major component model # : NULL, Other major component manufacturer : NULL, Other major component model # : NULL, Battery Brand : BYD, SystemId : NULL
11-Nov-20 | HBS2070 | BYD LVS 8.0 w/ Sungrow SH5K-30 inverter | 4990 | 8 | NULL | NULL | BYD | LVS 8.0 | 1 | Sungrow | SH5K-30 | NULL | NULL | NULL | NULL | NULL | NULL | NULL | NULL | BYD | NULL | Date Added : 11-Nov-20, Reference # : HBS2070, HBS designation : BYD LVS 8.0 w/ Sungrow SH5K-30 inverter, Inverter Capacity (Var) : 4990, Useable capacity (kWh) : 8, BESS manufacturer : NULL, BESS Model # : NULL, Battery System (BS) Manufacturer : BYD, Battery System (BS) Model # : LVS 8.0, Number of BESS/BS in system : 1, Inverter manufacturer : Sungrow, Inverter model # : SH5K-30, Smart controller/meter manufacturer : NULL, Smart controller/meter model # : NULL, Current sensor manufacturer : NULL, Current sensor model # : NULL, Other major component manufacturer : NULL, Other major component model # : NULL, Other major component manufacturer : NULL, Other major component model # : NULL, Battery Brand : BYD, SystemId : NULL
11-Nov-20 | HBS2071 | BYD LVS 12.0 w/ Sungrow SH5K-30 inverter | 4990 | 12 | NULL | NULL | BYD | LVS 12.0 | 1 | Sungrow | SH5K-30 | NULL | NULL | NULL | NULL | NULL | NULL | NULL | NULL | BYD | NULL | Date Added : 11-Nov-20, Reference # : HBS2071, HBS designation : BYD LVS 12.0 w/ Sungrow SH5K-30 inverter, Inverter Capacity (Var) : 4990, Useable capacity (kWh) : 12, BESS manufacturer : NULL, BESS Model # : NULL, Battery System (BS) Manufacturer : BYD, Battery System (BS) Model # : LVS 12.0, Number of BESS/BS in system : 1, Inverter manufacturer : Sungrow, Inverter model # : SH5K-30, Smart controller/meter manufacturer : NULL, Smart controller/meter model # : NULL, Current sensor manufacturer : NULL, Current sensor model # : NULL, Other major component manufacturer : NULL, Other major component model # : NULL, Other major component manufacturer : NULL, Other major component model # : NULL, Battery Brand : BYD, SystemId : NULL
11-Nov-20 | HBS2072 | BYD LVS 16.0 w/ Sungrow SH5K-30 inverter | 4990 | 16 | NULL | NULL | BYD | LVS 16.0 | 1 | Sungrow | SH5K-30 | NULL | NULL | NULL | NULL | NULL | NULL | NULL | NULL | BYD | NULL | Date Added : 11-Nov-20, Reference # : HBS2072, HBS designation : BYD LVS 16.0 w/ Sungrow SH5K-30 inverter, Inverter Capacity (Var) : 4990, Useable capacity (kWh) : 16, BESS manufacturer : NULL, BESS Model # : NULL, Battery System (BS) Manufacturer : BYD, Battery System (BS) Model # : LVS 16.0, Number of BESS/BS in system : 1, Inverter manufacturer : Sungrow, Inverter model # : SH5K-30, Smart controller/meter manufacturer : NULL, Smart controller/meter model # : NULL, Current sensor manufacturer : NULL, Current sensor model # : NULL, Other major component manufacturer : NULL, Other major component model # : NULL, Other major component manufacturer : NULL, Other major component model # : NULL, Battery Brand : BYD, SystemId : NULL
11-Nov-20 | HBS2073 | BYD LVS 20.0 w/ Sungrow SH5K-30 inverter | 4990 | 20 | NULL | NULL | BYD | LVS 20.0 | 1 | Sungrow | SH5K-30 | NULL | NULL | NULL | NULL | NULL | NULL | NULL | NULL | BYD | NULL | Date Added : 11-Nov-20, Reference # : HBS2073, HBS designation : BYD LVS 20.0 w/ Sungrow SH5K-30 inverter, Inverter Capacity (Var) : 4990, Useable capacity (kWh) : 20, BESS manufacturer : NULL, BESS Model # : NULL, Battery System (BS) Manufacturer : BYD, Battery System (BS) Model # : LVS 20.0, Number of BESS/BS in system : 1, Inverter manufacturer : Sungrow, Inverter model # : SH5K-30, Smart controller/meter manufacturer : NULL, Smart controller/meter model # : NULL, Current sensor manufacturer : NULL, Current sensor model # : NULL, Other major component manufacturer : NULL, Other major component model # : NULL, Other major component manufacturer : NULL, Other major component model # : NULL, Battery Brand : BYD, SystemId : NULL
11-Nov-20 | HBS2074 | BYD LVS 24.0 w/ Sungrow SH5K-30 inverter | 4990 | 24 | NULL | NULL | BYD | LVS 24.0 | 1 | Sungrow | SH5K-30 | NULL | NULL | NULL | NULL | NULL | NULL | NULL | NULL | BYD | NULL | Date Added : 11-Nov-20, Reference # : HBS2074, HBS designation : BYD LVS 24.0 w/ Sungrow SH5K-30 inverter, Inverter Capacity (Var) : 4990, Useable capacity (kWh) : 24, BESS manufacturer : NULL, BESS Model # : NULL, Battery System (BS) Manufacturer : BYD, Battery System (BS) Model # : LVS 24.0, Number of BESS/BS in system : 1, Inverter manufacturer : Sungrow, Inverter model # : SH5K-30, Smart controller/meter manufacturer : NULL, Smart controller/meter model # : NULL, Current sensor manufacturer : NULL, Current sensor model # : NULL, Other major component manufacturer : NULL, Other major component model # : NULL, Other major component manufacturer : NULL, Other major component model # : NULL, Battery Brand : BYD, SystemId : NULL
17-Nov-20 | HBS2076 | BYD Battery-Box Premium HVS 7.7/7.68kWh w/ Goodwe GW5KL-ET inverter | 5000 | 7.7 | NULL | NULL | BYD | Battery-Box Premium HVS 7.7/7.68kWh | 1 | Goodwe | GW5KL-ET | NULL | NULL | NULL | NULL | NULL | NULL | NULL | NULL | BYD | NULL | Date Added : 17-Nov-20, Reference # : HBS2076, HBS designation : BYD Battery-Box Premium HVS 7.7/7.68kWh w/ Goodwe GW5KL-ET inverter, Inverter Capacity (Var) : 5000, Useable capacity (kWh) : 7.7, BESS manufacturer : NULL, BESS Model # : NULL, Battery System (BS) Manufacturer : BYD, Battery System (BS) Model # : Battery-Box Premium HVS 7.7/7.68kWh, Number of BESS/BS in system : 1, Inverter manufacturer : Goodwe, Inverter model # : GW5KL-ET, Smart controller/meter manufacturer : NULL, Smart controller/meter model # : NULL, Current sensor manufacturer : NULL, Current sensor model # : NULL, Other major component manufacturer : NULL, Other major component model # : NULL, Other major component manufacturer : NULL, Other major component model # : NULL, Battery Brand : BYD, SystemId : NULL
17-Nov-20 | HBS2077 | BYD Battery-Box Premium HVS 10.2/10.24kWh w/ Goodwe GW5KL-ET inverter | 5000 | 10.2 | NULL | NULL | BYD | Battery-Box Premium HVS 10.2/10.24kWh | 1 | Goodwe | GW5KL-ET | NULL | NULL | NULL | NULL | NULL | NULL | NULL | NULL | BYD | NULL | Date Added : 17-Nov-20, Reference # : HBS2077, HBS designation : BYD Battery-Box Premium HVS 10.2/10.24kWh w/ Goodwe GW5KL-ET inverter, Inverter Capacity (Var) : 5000, Useable capacity (kWh) : 10.2, BESS manufacturer : NULL, BESS Model # : NULL, Battery System (BS) Manufacturer : BYD, Battery System (BS) Model # : Battery-Box Premium HVS 10.2/10.24kWh, Number of BESS/BS in system : 1, Inverter manufacturer : Goodwe, Inverter model # : GW5KL-ET, Smart controller/meter manufacturer : NULL, Smart controller/meter model # : NULL, Current sensor manufacturer : NULL, Current sensor model # : NULL, Other major component manufacturer : NULL, Other major component model # : NULL, Other major component manufacturer : NULL, Other major component model # : NULL, Battery Brand : BYD, SystemId : NULL
17-Nov-20 | HBS2079 | BYD Battery-Box Premium HVS 7.7/7.68kWh w/ Goodwe GW6KL-ET inverter | 6000 | 7.7 | NULL | NULL | BYD | Battery-Box Premium HVS 7.7/7.68kWh | 1 | Goodwe | GW6KL-ET | NULL | NULL | NULL | NULL | NULL | NULL | NULL | NULL | BYD | NULL | Date Added : 17-Nov-20, Reference # : HBS2079, HBS designation : BYD Battery-Box Premium HVS 7.7/7.68kWh w/ Goodwe GW6KL-ET inverter, Inverter Capacity (Var) : 6000, Useable capacity (kWh) : 7.7, BESS manufacturer : NULL, BESS Model # : NULL, Battery System (BS) Manufacturer : BYD, Battery System (BS) Model # : Battery-Box Premium HVS 7.7/7.68kWh, Number of BESS/BS in system : 1, Inverter manufacturer : Goodwe, Inverter model # : GW6KL-ET, Smart controller/meter manufacturer : NULL, Smart controller/meter model # : NULL, Current sensor manufacturer : NULL, Current sensor model # : NULL, Other major component manufacturer : NULL, Other major component model # : NULL, Other major component manufacturer : NULL, Other major component model # : NULL, Battery Brand : BYD, SystemId : NULL
17-Nov-20 | HBS2080 | BYD Battery-Box Premium HVS 10.2/10.24kWh w/ Goodwe GW6KL-ET inverter | 6000 | 10.2 | NULL | NULL | BYD | Battery-Box Premium HVS 10.2/10.24kWh | 1 | Goodwe | GW6KL-ET | NULL | NULL | NULL | NULL | NULL | NULL | NULL | NULL | BYD | NULL | Date Added : 17-Nov-20, Reference # : HBS2080, HBS designation : BYD Battery-Box Premium HVS 10.2/10.24kWh w/ Goodwe GW6KL-ET inverter, Inverter Capacity (Var) : 6000, Useable capacity (kWh) : 10.2, BESS manufacturer : NULL, BESS Model # : NULL, Battery System (BS) Manufacturer : BYD, Battery System (BS) Model # : Battery-Box Premium HVS 10.2/10.24kWh, Number of BESS/BS in system : 1, Inverter manufacturer : Goodwe, Inverter model # : GW6KL-ET, Smart controller/meter manufacturer : NULL, Smart controller/meter model # : NULL, Current sensor manufacturer : NULL, Current sensor model # : NULL, Other major component manufacturer : NULL, Other major component model # : NULL, Other major component manufacturer : NULL, Other major component model # : NULL, Battery Brand : BYD, SystemId : NULL
17-Nov-20 | HBS2082 | BYD Battery-Box Premium HVS 7.7/7.68kWh w/ Goodwe GW8KL-ET inverter | 8000 | 7.7 | NULL | NULL | BYD | Battery-Box Premium HVS 7.7/7.68kWh | 1 | Goodwe | GW8KL-ET | NULL | NULL | NULL | NULL | NULL | NULL | NULL | NULL | BYD | NULL | Date Added : 17-Nov-20, Reference # : HBS2082, HBS designation : BYD Battery-Box Premium HVS 7.7/7.68kWh w/ Goodwe GW8KL-ET inverter, Inverter Capacity (Var) : 8000, Useable capacity (kWh) : 7.7, BESS manufacturer : NULL, BESS Model # : NULL, Battery System (BS) Manufacturer : BYD, Battery System (BS) Model # : Battery-Box Premium HVS 7.7/7.68kWh, Number of BESS/BS in system : 1, Inverter manufacturer : Goodwe, Inverter model # : GW8KL-ET, Smart controller/meter manufacturer : NULL, Smart controller/meter model # : NULL, Current sensor manufacturer : NULL, Current sensor model # : NULL, Other major component manufacturer : NULL, Other major component model # : NULL, Other major component manufacturer : NULL, Other major component model # : NULL, Battery Brand : BYD, SystemId : NULL
17-Nov-20 | HBS2083 | BYD Battery-Box Premium HVS 10.2/10.24kWh w/ Goodwe GW8KL-ET inverter | 8000 | 10.2 | NULL | NULL | BYD | Battery-Box Premium HVS 10.2/10.24kWh | 1 | Goodwe | GW8KL-ET | NULL | NULL | NULL | NULL | NULL | NULL | NULL | NULL | BYD | NULL | Date Added : 17-Nov-20, Reference # : HBS2083, HBS designation : BYD Battery-Box Premium HVS 10.2/10.24kWh w/ Goodwe GW8KL-ET inverter, Inverter Capacity (Var) : 8000, Useable capacity (kWh) : 10.2, BESS manufacturer : NULL, BESS Model # : NULL, Battery System (BS) Manufacturer : BYD, Battery System (BS) Model # : Battery-Box Premium HVS 10.2/10.24kWh, Number of BESS/BS in system : 1, Inverter manufacturer : Goodwe, Inverter model # : GW8KL-ET, Smart controller/meter manufacturer : NULL, Smart controller/meter model # : NULL, Current sensor manufacturer : NULL, Current sensor model # : NULL, Other major component manufacturer : NULL, Other major component model # : NULL, Other major component manufacturer : NULL, Other major component model # : NULL, Battery Brand : BYD, SystemId : NULL
17-Nov-20 | HBS2085 | BYD Battery-Box Premium HVS 7.7/7.68kWh w/ Goodwe GW10KL-ET inverter | 10000 | 7.7 | NULL | NULL | BYD | Battery-Box Premium HVS 7.7/7.68kWh | 1 | Goodwe | GW10KL-ET | NULL | NULL | NULL | NULL | NULL | NULL | NULL | NULL | BYD | NULL | Date Added : 17-Nov-20, Reference # : HBS2085, HBS designation : BYD Battery-Box Premium HVS 7.7/7.68kWh w/ Goodwe GW10KL-ET inverter, Inverter Capacity (Var) : 10000, Useable capacity (kWh) : 7.7, BESS manufacturer : NULL, BESS Model # : NULL, Battery System (BS) Manufacturer : BYD, Battery System (BS) Model # : Battery-Box Premium HVS 7.7/7.68kWh, Number of BESS/BS in system : 1, Inverter manufacturer : Goodwe, Inverter model # : GW10KL-ET, Smart controller/meter manufacturer : NULL, Smart controller/meter model # : NULL, Current sensor manufacturer : NULL, Current sensor model # : NULL, Other major component manufacturer : NULL, Other major component model # : NULL, Other major component manufacturer : NULL, Other major component model # : NULL, Battery Brand : BYD, SystemId : NULL
17-Nov-20 | HBS2086 | BYD Battery-Box Premium HVS 10.2/10.24kWh w/ Goodwe GW10KL-ET inverter | 10000 | 10.2 | NULL | NULL | BYD | Battery-Box Premium HVS 10.2/10.24kWh | 1 | Goodwe | GW10KL-ET | NULL | NULL | NULL | NULL | NULL | NULL | NULL | NULL | BYD | NULL | Date Added : 17-Nov-20, Reference # : HBS2086, HBS designation : BYD Battery-Box Premium HVS 10.2/10.24kWh w/ Goodwe GW10KL-ET inverter, Inverter Capacity (Var) : 10000, Useable capacity (kWh) : 10.2, BESS manufacturer : NULL, BESS Model # : NULL, Battery System (BS) Manufacturer : BYD, Battery System (BS) Model # : Battery-Box Premium HVS 10.2/10.24kWh, Number of BESS/BS in system : 1, Inverter manufacturer : Goodwe, Inverter model # : GW10KL-ET, Smart controller/meter manufacturer : NULL, Smart controller/meter model # : NULL, Current sensor manufacturer : NULL, Current sensor model # : NULL, Other major component manufacturer : NULL, Other major component model # : NULL, Other major component manufacturer : NULL, Other major component model # : NULL, Battery Brand : BYD, SystemId : NULL
17-Nov-20 | HBS2087 | BYD Battery-Box Premium HVS 5.1/5.12kWh w/ Goodwe GW3600-EH inverter | 3600 | 5.1 | NULL | NULL | BYD | Battery-Box Premium HVS 5.1/5.12kWh | 1 | Goodwe | GW3600-EH | NULL | NULL | NULL | NULL | NULL | NULL | NULL | NULL | BYD | NULL | Date Added : 17-Nov-20, Reference # : HBS2087, HBS designation : BYD Battery-Box Premium HVS 5.1/5.12kWh w/ Goodwe GW3600-EH inverter, Inverter Capacity (Var) : 3600, Useable capacity (kWh) : 5.1, BESS manufacturer : NULL, BESS Model # : NULL, Battery System (BS) Manufacturer : BYD, Battery System (BS) Model # : Battery-Box Premium HVS 5.1/5.12kWh, Number of BESS/BS in system : 1, Inverter manufacturer : Goodwe, Inverter model # : GW3600-EH, Smart controller/meter manufacturer : NULL, Smart controller/meter model # : NULL, Current sensor manufacturer : NULL, Current sensor model # : NULL, Other major component manufacturer : NULL, Other major component model # : NULL, Other major component manufacturer : NULL, Other major component model # : NULL, Battery Brand : BYD, SystemId : NULL
17-Nov-20 | HBS2088 | BYD Battery-Box Premium HVS 7.7/7.68kWh w/ Goodwe GW3600-EH inverter | 3600 | 7.7 | NULL | NULL | BYD | Battery-Box Premium HVS 7.7/7.68kWh | 1 | Goodwe | GW3600-EH | NULL | NULL | NULL | NULL | NULL | NULL | NULL | NULL | BYD | NULL | Date Added : 17-Nov-20, Reference # : HBS2088, HBS designation : BYD Battery-Box Premium HVS 7.7/7.68kWh w/ Goodwe GW3600-EH inverter, Inverter Capacity (Var) : 3600, Useable capacity (kWh) : 7.7, BESS manufacturer : NULL, BESS Model # : NULL, Battery System (BS) Manufacturer : BYD, Battery System (BS) Model # : Battery-Box Premium HVS 7.7/7.68kWh, Number of BESS/BS in system : 1, Inverter manufacturer : Goodwe, Inverter model # : GW3600-EH, Smart controller/meter manufacturer : NULL, Smart controller/meter model # : NULL, Current sensor manufacturer : NULL, Current sensor model # : NULL, Other major component manufacturer : NULL, Other major component model # : NULL, Other major component manufacturer : NULL, Other major component model # : NULL, Battery Brand : BYD, SystemId : NULL
17-Nov-20 | HBS2090 | BYD Battery-Box Premium HVS 5.1/5.12kWh w/ Goodwe GW5000-EH inverter | 5000 | 5.1 | NULL | NULL | BYD | Battery-Box Premium HVS 5.1/5.12kWh | 1 | Goodwe | GW5000-EH | NULL | NULL | NULL | NULL | NULL | NULL | NULL | NULL | BYD | NULL | Date Added : 17-Nov-20, Reference # : HBS2090, HBS designation : BYD Battery-Box Premium HVS 5.1/5.12kWh w/ Goodwe GW5000-EH inverter, Inverter Capacity (Var) : 5000, Useable capacity (kWh) : 5.1, BESS manufacturer : NULL, BESS Model # : NULL, Battery System (BS) Manufacturer : BYD, Battery System (BS) Model # : Battery-Box Premium HVS 5.1/5.12kWh, Number of BESS/BS in system : 1, Inverter manufacturer : Goodwe, Inverter model # : GW5000-EH, Smart controller/meter manufacturer : NULL, Smart controller/meter model # : NULL, Current sensor manufacturer : NULL, Current sensor model # : NULL, Other major component manufacturer : NULL, Other major component model # : NULL, Other major component manufacturer : NULL, Other major component model # : NULL, Battery Brand : BYD, SystemId : NULL
17-Nov-20 | HBS2091 | BYD Battery-Box Premium HVS 7.7/7.68kWh w/ Goodwe GW5000-EH inverter | 5000 | 7.7 | NULL | NULL | BYD | Battery-Box Premium HVS 7.7/7.68kWh | 1 | Goodwe | GW5000-EH | NULL | NULL | NULL | NULL | NULL | NULL | NULL | NULL | BYD | NULL | Date Added : 17-Nov-20, Reference # : HBS2091, HBS designation : BYD Battery-Box Premium HVS 7.7/7.68kWh w/ Goodwe GW5000-EH inverter, Inverter Capacity (Var) : 5000, Useable capacity (kWh) : 7.7, BESS manufacturer : NULL, BESS Model # : NULL, Battery System (BS) Manufacturer : BYD, Battery System (BS) Model # : Battery-Box Premium HVS 7.7/7.68kWh, Number of BESS/BS in system : 1, Inverter manufacturer : Goodwe, Inverter model # : GW5000-EH, Smart controller/meter manufacturer : NULL, Smart controller/meter model # : NULL, Current sensor manufacturer : NULL, Current sensor model # : NULL, Other major component manufacturer : NULL, Other major component model # : NULL, Other major component manufacturer : NULL, Other major component model # : NULL, Battery Brand : BYD, SystemId : NULL
17-Nov-20 | HBS2093 | BYD Battery-Box Premium HVS 5.1/5.12kWh w/ Goodwe GW6000-EH inverter | 6000 | 5.1 | NULL | NULL | BYD | Battery-Box Premium HVS 5.1/5.12kWh | 1 | Goodwe | GW6000-EH | NULL | NULL | NULL | NULL | NULL | NULL | NULL | NULL | BYD | NULL | Date Added : 17-Nov-20, Reference # : HBS2093, HBS designation : BYD Battery-Box Premium HVS 5.1/5.12kWh w/ Goodwe GW6000-EH inverter, Inverter Capacity (Var) : 6000, Useable capacity (kWh) : 5.1, BESS manufacturer : NULL, BESS Model # : NULL, Battery System (BS) Manufacturer : BYD, Battery System (BS) Model # : Battery-Box Premium HVS 5.1/5.12kWh, Number of BESS/BS in system : 1, Inverter manufacturer : Goodwe, Inverter model # : GW6000-EH, Smart controller/meter manufacturer : NULL, Smart controller/meter model # : NULL, Current sensor manufacturer : NULL, Current sensor model # : NULL, Other major component manufacturer : NULL, Other major component model # : NULL, Other major component manufacturer : NULL, Other major component model # : NULL, Battery Brand : BYD, SystemId : NULL
17-Nov-20 | HBS2094 | BYD Battery-Box Premium HVS 7.7/7.68kWh w/ Goodwe GW6000-EH inverter | 6000 | 7.7 | NULL | NULL | BYD | Battery-Box Premium HVS 7.7/7.68kWh | 1 | Goodwe | GW6000-EH | NULL | NULL | NULL | NULL | NULL | NULL | NULL | NULL | BYD | NULL | Date Added : 17-Nov-20, Reference # : HBS2094, HBS designation : BYD Battery-Box Premium HVS 7.7/7.68kWh w/ Goodwe GW6000-EH inverter, Inverter Capacity (Var) : 6000, Useable capacity (kWh) : 7.7, BESS manufacturer : NULL, BESS Model # : NULL, Battery System (BS) Manufacturer : BYD, Battery System (BS) Model # : Battery-Box Premium HVS 7.7/7.68kWh, Number of BESS/BS in system : 1, Inverter manufacturer : Goodwe, Inverter model # : GW6000-EH, Smart controller/meter manufacturer : NULL, Smart controller/meter model # : NULL, Current sensor manufacturer : NULL, Current sensor model # : NULL, Other major component manufacturer : NULL, Other major component model # : NULL, Other major component manufacturer : NULL, Other major component model # : NULL, Battery Brand : BYD, SystemId : NULL
17-Nov-20 | HBS2096 | Alpha-ESS SMILE-BAT-10.1PX1 w/ RHI-5K-48ES-5G inverter | 5000 | 9.1 | NULL | NULL | Alpha-ESS | SMILE-BAT-10.1P | 1 | Ginlong Technologies Co Ltd | RHI-5K-48ES-5G | NULL | NULL | NULL | NULL | NULL | NULL | NULL | NULL | Alpha-ESS | NULL | Date Added : 17-Nov-20, Reference # : HBS2096, HBS designation : Alpha-ESS SMILE-BAT-10.1PX1 w/ RHI-5K-48ES-5G inverter, Inverter Capacity (Var) : 5000, Useable capacity (kWh) : 9.1, BESS manufacturer : NULL, BESS Model # : NULL, Battery System (BS) Manufacturer : Alpha-ESS, Battery System (BS) Model # : SMILE-BAT-10.1P, Number of BESS/BS in system : 1, Inverter manufacturer : Ginlong Technologies Co Ltd, Inverter model # : RHI-5K-48ES-5G, Smart controller/meter manufacturer : NULL, Smart controller/meter model # : NULL, Current sensor manufacturer : NULL, Current sensor model # : NULL, Other major component manufacturer : NULL, Other major component model # : NULL, Other major component manufacturer : NULL, Other major component model # : NULL, Battery Brand : Alpha-ESS, SystemId : NULL
17-Nov-20 | HBS2097 | Alpha-ESS SMILE-BAT-10.1PX2 w/ RHI-5K-48ES-5G inverter | 5000 | 18.2 | NULL | NULL | Alpha-ESS | SMILE-BAT-10.1P | 2 | Ginlong Technologies Co Ltd | RHI-5K-48ES-5G | NULL | NULL | NULL | NULL | NULL | NULL | NULL | NULL | Alpha-ESS | NULL | Date Added : 17-Nov-20, Reference # : HBS2097, HBS designation : Alpha-ESS SMILE-BAT-10.1PX2 w/ RHI-5K-48ES-5G inverter, Inverter Capacity (Var) : 5000, Useable capacity (kWh) : 18.2, BESS manufacturer : NULL, BESS Model # : NULL, Battery System (BS) Manufacturer : Alpha-ESS, Battery System (BS) Model # : SMILE-BAT-10.1P, Number of BESS/BS in system : 2, Inverter manufacturer : Ginlong Technologies Co Ltd, Inverter model # : RHI-5K-48ES-5G, Smart controller/meter manufacturer : NULL, Smart controller/meter model # : NULL, Current sensor manufacturer : NULL, Current sensor model # : NULL, Other major component manufacturer : NULL, Other major component model # : NULL, Other major component manufacturer : NULL, Other major component model # : NULL, Battery Brand : Alpha-ESS, SystemId : NULL
17-Nov-20 | HBS2098 | Alpha-ESS SMILE-BAT-10.1PX3 w/ RHI-5K-48ES-5G inverter | 5000 | 27.3 | NULL | NULL | Alpha-ESS | SMILE-BAT-10.1P | 3 | Ginlong Technologies Co Ltd | RHI-5K-48ES-5G | NULL | NULL | NULL | NULL | NULL | NULL | NULL | NULL | Alpha-ESS | NULL | Date Added : 17-Nov-20, Reference # : HBS2098, HBS designation : Alpha-ESS SMILE-BAT-10.1PX3 w/ RHI-5K-48ES-5G inverter, Inverter Capacity (Var) : 5000, Useable capacity (kWh) : 27.3, BESS manufacturer : NULL, BESS Model # : NULL, Battery System (BS) Manufacturer : Alpha-ESS, Battery System (BS) Model # : SMILE-BAT-10.1P, Number of BESS/BS in system : 3, Inverter manufacturer : Ginlong Technologies Co Ltd, Inverter model # : RHI-5K-48ES-5G, Smart controller/meter manufacturer : NULL, Smart controller/meter model # : NULL, Current sensor manufacturer : NULL, Current sensor model # : NULL, Other major component manufacturer : NULL, Other major component model # : NULL, Other major component manufacturer : NULL, Other major component model # : NULL, Battery Brand : Alpha-ESS, SystemId : NULL
17-Nov-20 | HBS2099 | Alpha-ESS SMILE-BAT-10.3PX1 w/ RHI-5K-48ES-5G inverter | 5000 | 9.3 | NULL | NULL | Alpha-ESS | SMILE-BAT-10.3P | 1 | Ginlong Technologies Co Ltd | RHI-5K-48ES-5G | NULL | NULL | NULL | NULL | NULL | NULL | NULL | NULL | Alpha-ESS | NULL | Date Added : 17-Nov-20, Reference # : HBS2099, HBS designation : Alpha-ESS SMILE-BAT-10.3PX1 w/ RHI-5K-48ES-5G inverter, Inverter Capacity (Var) : 5000, Useable capacity (kWh) : 9.3, BESS manufacturer : NULL, BESS Model # : NULL, Battery System (BS) Manufacturer : Alpha-ESS, Battery System (BS) Model # : SMILE-BAT-10.3P, Number of BESS/BS in system : 1, Inverter manufacturer : Ginlong Technologies Co Ltd, Inverter model # : RHI-5K-48ES-5G, Smart controller/meter manufacturer : NULL, Smart controller/meter model # : NULL, Current sensor manufacturer : NULL, Current sensor model # : NULL, Other major component manufacturer : NULL, Other major component model # : NULL, Other major component manufacturer : NULL, Other major component model # : NULL, Battery Brand : Alpha-ESS, SystemId : NULL
17-Nov-20 | HBS2100 | Alpha-ESS SMILE-BAT-10.3PX2 w/ RHI-5K-48ES-5G inverter | 5000 | 18.6 | NULL | NULL | Alpha-ESS | SMILE-BAT-10.3P | 2 | Ginlong Technologies Co Ltd | RHI-5K-48ES-5G | NULL | NULL | NULL | NULL | NULL | NULL | NULL | NULL | Alpha-ESS | NULL | Date Added : 17-Nov-20, Reference # : HBS2100, HBS designation : Alpha-ESS SMILE-BAT-10.3PX2 w/ RHI-5K-48ES-5G inverter, Inverter Capacity (Var) : 5000, Useable capacity (kWh) : 18.6, BESS manufacturer : NULL, BESS Model # : NULL, Battery System (BS) Manufacturer : Alpha-ESS, Battery System (BS) Model # : SMILE-BAT-10.3P, Number of BESS/BS in system : 2, Inverter manufacturer : Ginlong Technologies Co Ltd, Inverter model # : RHI-5K-48ES-5G, Smart controller/meter manufacturer : NULL, Smart controller/meter model # : NULL, Current sensor manufacturer : NULL, Current sensor model # : NULL, Other major component manufacturer : NULL, Other major component model # : NULL, Other major component manufacturer : NULL, Other major component model # : NULL, Battery Brand : Alpha-ESS, SystemId : NULL
17-Nov-20 | HBS2101 | Alpha-ESS SMILE-BAT-10.3PX3 w/ RHI-5K-48ES-5G inverter | 5000 | 27.9 | NULL | NULL | Alpha-ESS | SMILE-BAT-10.3P | 3 | Ginlong Technologies Co Ltd | RHI-5K-48ES-5G | NULL | NULL | NULL | NULL | NULL | NULL | NULL | NULL | Alpha-ESS | NULL | Date Added : 17-Nov-20, Reference # : HBS2101, HBS designation : Alpha-ESS SMILE-BAT-10.3PX3 w/ RHI-5K-48ES-5G inverter, Inverter Capacity (Var) : 5000, Useable capacity (kWh) : 27.9, BESS manufacturer : NULL, BESS Model # : NULL, Battery System (BS) Manufacturer : Alpha-ESS, Battery System (BS) Model # : SMILE-BAT-10.3P, Number of BESS/BS in system : 3, Inverter manufacturer : Ginlong Technologies Co Ltd, Inverter model # : RHI-5K-48ES-5G, Smart controller/meter manufacturer : NULL, Smart controller/meter model # : NULL, Current sensor manufacturer : NULL, Current sensor model # : NULL, Other major component manufacturer : NULL, Other major component model # : NULL, Other major component manufacturer : NULL, Other major component model # : NULL, Battery Brand : Alpha-ESS, SystemId : NULL
17-Nov-20 | HBS2102 | Alpha-ESS SMILE-BAT-13.3PX1 w/ RHI-5K-48ES-5G inverter | 5000 | 13.3 | NULL | NULL | Alpha-ESS | SMILE-BAT-13.3P | 1 | Ginlong Technologies Co Ltd | RHI-5K-48ES-5G | NULL | NULL | NULL | NULL | NULL | NULL | NULL | NULL | Alpha-ESS | NULL | Date Added : 17-Nov-20, Reference # : HBS2102, HBS designation : Alpha-ESS SMILE-BAT-13.3PX1 w/ RHI-5K-48ES-5G inverter, Inverter Capacity (Var) : 5000, Useable capacity (kWh) : 13.3, BESS manufacturer : NULL, BESS Model # : NULL, Battery System (BS) Manufacturer : Alpha-ESS, Battery System (BS) Model # : SMILE-BAT-13.3P, Number of BESS/BS in system : 1, Inverter manufacturer : Ginlong Technologies Co Ltd, Inverter model # : RHI-5K-48ES-5G, Smart controller/meter manufacturer : NULL, Smart controller/meter model # : NULL, Current sensor manufacturer : NULL, Current sensor model # : NULL, Other major component manufacturer : NULL, Other major component model # : NULL, Other major component manufacturer : NULL, Other major component model # : NULL, Battery Brand : Alpha-ESS, SystemId : NULL
17-Nov-20 | HBS2103 | Alpha-ESS SMILE-BAT-13.3PX2 w/ RHI-5K-48ES-5G inverter | 5000 | 26.6 | NULL | NULL | Alpha-ESS | SMILE-BAT-13.3P | 2 | Ginlong Technologies Co Ltd | RHI-5K-48ES-5G | NULL | NULL | NULL | NULL | NULL | NULL | NULL | NULL | Alpha-ESS | NULL | Date Added : 17-Nov-20, Reference # : HBS2103, HBS designation : Alpha-ESS SMILE-BAT-13.3PX2 w/ RHI-5K-48ES-5G inverter, Inverter Capacity (Var) : 5000, Useable capacity (kWh) : 26.6, BESS manufacturer : NULL, BESS Model # : NULL, Battery System (BS) Manufacturer : Alpha-ESS, Battery System (BS) Model # : SMILE-BAT-13.3P, Number of BESS/BS in system : 2, Inverter manufacturer : Ginlong Technologies Co Ltd, Inverter model # : RHI-5K-48ES-5G, Smart controller/meter manufacturer : NULL, Smart controller/meter model # : NULL, Current sensor manufacturer : NULL, Current sensor model # : NULL, Other major component manufacturer : NULL, Other major component model # : NULL, Other major component manufacturer : NULL, Other major component model # : NULL, Battery Brand : Alpha-ESS, SystemId : NULL
17-Nov-20 | HBS2104 | Alpha-ESS SMILE-BAT-13.3PX3 w/ RHI-5K-48ES-5G inverter | 5000 | 39.9 | NULL | NULL | Alpha-ESS | SMILE-BAT-13.3P | 3 | Ginlong Technologies Co Ltd | RHI-5K-48ES-5G | NULL | NULL | NULL | NULL | NULL | NULL | NULL | NULL | Alpha-ESS | NULL | Date Added : 17-Nov-20, Reference # : HBS2104, HBS designation : Alpha-ESS SMILE-BAT-13.3PX3 w/ RHI-5K-48ES-5G inverter, Inverter Capacity (Var) : 5000, Useable capacity (kWh) : 39.9, BESS manufacturer : NULL, BESS Model # : NULL, Battery System (BS) Manufacturer : Alpha-ESS, Battery System (BS) Model # : SMILE-BAT-13.3P, Number of BESS/BS in system : 3, Inverter manufacturer : Ginlong Technologies Co Ltd, Inverter model # : RHI-5K-48ES-5G, Smart controller/meter manufacturer : NULL, Smart controller/meter model # : NULL, Current sensor manufacturer : NULL, Current sensor model # : NULL, Other major component manufacturer : NULL, Other major component model # : NULL, Other major component manufacturer : NULL, Other major component model # : NULL, Battery Brand : Alpha-ESS, SystemId : NULL

## Sheet2
Metadata
Date Added : 25-Oct-18, Reference # : HBS1007, HBS designation : sonnen hybrid 9.53/5, Inverter Capacity (Var) : 4600, Useable capacity (kWh) : 4.5, BESS manufacturer : sonnen, BESS Model # : hybrid 9.53/5, Battery System (BS) Manufacturer : NULL, Battery System (BS) Model # : NULL, Number of BESS/BS in system : 1, Inverter manufacturer : NULL, Inverter model # : NULL, Smart controller/meter manufacturer : NULL, Smart controller/meter model # : NULL, Current sensor manufacturer : NULL, Current sensor model # : NULL, Other major component manufacturer : NULL, Other major component model # : NULL, Other major component manufacturer : NULL, Other major component model # : NULL, Battery Brand : sonnen, SystemId : 7
Date Added : 25-Oct-18, Reference # : HBS1008, HBS designation : sonnen hybrid 9.53/7.5, Inverter Capacity (Var) : 4600, Useable capacity (kWh) : 6.8, BESS manufacturer : sonnen, BESS Model # : hybrid 9.53/7.5, Battery System (BS) Manufacturer : NULL, Battery System (BS) Model # : NULL, Number of BESS/BS in system : 1, Inverter manufacturer : NULL, Inverter model # : NULL, Smart controller/meter manufacturer : NULL, Smart controller/meter model # : NULL, Current sensor manufacturer : NULL, Current sensor model # : NULL, Other major component manufacturer : NULL, Other major component model # : NULL, Other major component manufacturer : NULL, Other major component model # : NULL, Battery Brand : sonnen, SystemId : 8
Date Added : 25-Oct-18, Reference # : HBS1009, HBS designation : sonnen hybrid 9.53/10, Inverter Capacity (Var) : 4600, Useable capacity (kWh) : 9, BESS manufacturer : sonnen, BESS Model # : hybrid 9.53/10, Battery System (BS) Manufacturer : NULL, Battery System (BS) Model # : NULL, Number of BESS/BS in system : 1, Inverter manufacturer : NULL, Inverter model # : NULL, Smart controller/meter manufacturer : NULL, Smart controller/meter model # : NULL, Current sensor manufacturer : NULL, Current sensor model # : NULL, Other major component manufacturer : NULL, Other major component model # : NULL, Other major component manufacturer : NULL, Other major component model # : NULL, Battery Brand : sonnen, SystemId : 9
Date Added : 25-Oct-18, Reference # : HBS1010, HBS designation : sonnen hybrid 9.53/12.5, Inverter Capacity (Var) : 4600, Useable capacity (kWh) : 11.3, BESS manufacturer : sonnen, BESS Model # : hybrid 9.53/12.5, Battery System (BS) Manufacturer : NULL, Battery System (BS) Model # : NULL, Number of BESS/BS in system : 1, Inverter manufacturer : NULL, Inverter model # : NULL, Smart controller/meter manufacturer : NULL, Smart controller/meter model # : NULL, Current sensor manufacturer : NULL, Current sensor model # : NULL, Other major component manufacturer : NULL, Other major component model # : NULL, Other major component manufacturer : NULL, Other major component model # : NULL, Battery Brand : sonnen, SystemId : 10
Date Added : 25-Oct-18, Reference # : HBS1011, HBS designation : sonnen hybrid 9.53/15, Inverter Capacity (Var) : 4600, Useable capacity (kWh) : 13.5, BESS manufacturer : sonnen, BESS Model # : hybrid 9.53/15, Battery System (BS) Manufacturer : NULL, Battery System (BS) Model # : NULL, Number of BESS/BS in system : 1, Inverter manufacturer : NULL, Inverter model # : NULL, Smart controller/meter manufacturer : NULL, Smart controller/meter model # : NULL, Current sensor manufacturer : NULL, Current sensor model # : NULL, Other major component manufacturer : NULL, Other major component model # : NULL, Other major component manufacturer : NULL, Other major component model # : NULL, Battery Brand : sonnen, SystemId : 11
Date Added : 25-Oct-18, Reference # : HBS1018, HBS designation : sonnen eco 8.2/6, Inverter Capacity (Var) : 2500, Useable capacity (kWh) : 6, BESS manufacturer : sonnen, BESS Model # : eco 8.2/6, Battery System (BS) Manufacturer : NULL, Battery System (BS) Model # : NULL, Number of BESS/BS in system : 1, Inverter manufacturer : NULL, Inverter model # : NULL, Smart controller/meter manufacturer : NULL, Smart controller/meter model # : NULL, Current sensor manufacturer : NULL, Current sensor model # : NULL, Other major component manufacturer : NULL, Other major component model # : NULL, Other major component manufacturer : NULL, Other major component model # : NULL, Battery Brand : sonnen, SystemId : 18
Date Added : 25-Oct-18, Reference # : HBS1019, HBS designation : sonnen eco 8.2/8, Inverter Capacity (Var) : 2500, Useable capacity (kWh) : 8, BESS manufacturer : sonnen, BESS Model # : eco 8.2/8, Battery System (BS) Manufacturer : NULL, Battery System (BS) Model # : NULL, Number of BESS/BS in system : 1, Inverter manufacturer : NULL, Inverter model # : NULL, Smart controller/meter manufacturer : NULL, Smart controller/meter model # : NULL, Current sensor manufacturer : NULL, Current sensor model # : NULL, Other major component manufacturer : NULL, Other major component model # : NULL, Other major component manufacturer : NULL, Other major component model # : NULL, Battery Brand : sonnen, SystemId : 19
Date Added : 25-Oct-18, Reference # : HBS1020, HBS designation : sonnen eco 8.2/10, Inverter Capacity (Var) : 2500, Useable capacity (kWh) : 10, BESS manufacturer : sonnen, BESS Model # : eco 8.2/10, Battery System (BS) Manufacturer : NULL, Battery System (BS) Model # : NULL, Number of BESS/BS in system : 1, Inverter manufacturer : NULL, Inverter model # : NULL, Smart controller/meter manufacturer : NULL, Smart controller/meter model # : NULL, Current sensor manufacturer : NULL, Current sensor model # : NULL, Other major component manufacturer : NULL, Other major component model # : NULL, Other major component manufacturer : NULL, Other major component model # : NULL, Battery Brand : sonnen, SystemId : 20
Date Added : 25-Oct-18, Reference # : HBS1021, HBS designation : sonnen eco 8.2/12, Inverter Capacity (Var) : 2500, Useable capacity (kWh) : 12, BESS manufacturer : sonnen, BESS Model # : eco 8.2/12, Battery System (BS) Manufacturer : NULL, Battery System (BS) Model # : NULL, Number of BESS/BS in system : 1, Inverter manufacturer : NULL, Inverter model # : NULL, Smart controller/meter manufacturer : NULL, Smart controller/meter model # : NULL, Current sensor manufacturer : NULL, Current sensor model # : NULL, Other major component manufacturer : NULL, Other major component model # : NULL, Other major component manufacturer : NULL, Other major component model # : NULL, Battery Brand : sonnen, SystemId : 21
Date Added : 25-Oct-18, Reference # : HBS1022, HBS designation : sonnen eco 8.2/14, Inverter Capacity (Var) : 2500, Useable capacity (kWh) : 14, BESS manufacturer : sonnen, BESS Model # : eco 8.2/14, Battery System (BS) Manufacturer : NULL, Battery System (BS) Model # : NULL, Number of BESS/BS in system : 1, Inverter manufacturer : NULL, Inverter model # : NULL, Smart controller/meter manufacturer : NULL, Smart controller/meter model # : NULL, Current sensor manufacturer : NULL, Current sensor model # : NULL, Other major component manufacturer : NULL, Other major component model # : NULL, Other major component manufacturer : NULL, Other major component model # : NULL, Battery Brand : sonnen, SystemId : 22
Date Added : 25-Oct-18, Reference # : HBS1023, HBS designation : sonnen eco 8.2/16, Inverter Capacity (Var) : 2500, Useable capacity (kWh) : 16, BESS manufacturer : sonnen, BESS Model # : eco 8.2/16, Battery System (BS) Manufacturer : NULL, Battery System (BS) Model # : NULL, Number of BESS/BS in system : 1, Inverter manufacturer : NULL, Inverter model # : NULL, Smart controller/meter manufacturer : NULL, Smart controller/meter model # : NULL, Current sensor manufacturer : NULL, Current sensor model # : NULL, Other major component manufacturer : NULL, Other major component model # : NULL, Other major component manufacturer : NULL, Other major component model # : NULL, Battery Brand : sonnen, SystemId : 23
Date Added : 13-Nov-18, Reference # : HBS1031, HBS designation : Alpha-ESS Storion SMILE5 11.5 (SMILE5-INV + 2xSMILE5-BAT), Inverter Capacity (Var) : 4600, Useable capacity (kWh) : 11, BESS manufacturer : NULL, BESS Model # : NULL, Battery System (BS) Manufacturer : Alpha-ESS, Battery System (BS) Model # : SMILE5-BAT, Number of BESS/BS in system : 2, Inverter manufacturer : Alpha-ESS, Inverter model # : SMILE5-INV, Smart controller/meter manufacturer : NULL, Smart controller/meter model # : NULL, Current sensor manufacturer : NULL, Current sensor model # : NULL, Other major component manufacturer : NULL, Other major component model # : NULL, Other major component manufacturer : NULL, Other major component model # : NULL, Battery Brand : Alpha-ESS, SystemId : 31
Date Added : 13-Nov-18, Reference # : HBS1032, HBS designation : Alpha-ESS Storion SMILE5 17.2 (SMILE5-INV + 3xSMILE5-BAT), Inverter Capacity (Var) : 4600, Useable capacity (kWh) : 16.5, BESS manufacturer : NULL, BESS Model # : NULL, Battery System (BS) Manufacturer : Alpha-ESS, Battery System (BS) Model # : SMILE5-BAT, Number of BESS/BS in system : 3, Inverter manufacturer : Alpha-ESS, Inverter model # : SMILE5-INV, Smart controller/meter manufacturer : NULL, Smart controller/meter model # : NULL, Current sensor manufacturer : NULL, Current sensor model # : NULL, Other major component manufacturer : NULL, Other major component model # : NULL, Other major component manufacturer : NULL, Other major component model # : NULL, Battery Brand : Alpha-ESS, SystemId : 32
Date Added : 13-Nov-18, Reference # : HBS1030, HBS designation : Alpha-ESS Storion SMILE5 5.7 (SMILE5-INV + 1xSMILE5-BAT), Inverter Capacity (Var) : 4600, Useable capacity (kWh) : 5.5, BESS manufacturer : NULL, BESS Model # : NULL, Battery System (BS) Manufacturer : Alpha-ESS, Battery System (BS) Model # : SMILE5-BAT, Number of BESS/BS in system : 1, Inverter manufacturer : Alpha-ESS, Inverter model # : SMILE5-INV, Smart controller/meter manufacturer : NULL, Smart controller/meter model # : NULL, Current sensor manufacturer : NULL, Current sensor model # : NULL, Other major component manufacturer : NULL, Other major component model # : NULL, Other major component manufacturer : NULL, Other major component model # : NULL, Battery Brand : Alpha-ESS, SystemId : 30
Date Added : 13-Nov-18, Reference # : HBS1034, HBS designation : Alpha-ESS Storion SMILEB3-GW 11.5 (GW3600S-BP inverter + 2xSMILE5-BAT), Inverter Capacity (Var) : 3680, Useable capacity (kWh) : 11, BESS manufacturer : NULL, BESS Model # : NULL, Battery System (BS) Manufacturer : Alpha-ESS, Battery System (BS) Model # : SMILE5-BAT, Number of BESS/BS in system : 2, Inverter manufacturer : GoodWe, Inverter model # : GW3600S-BP, Smart controller/meter manufacturer : NULL, Smart controller/meter model # : NULL, Current sensor manufacturer : NULL, Current sensor model # : NULL, Other major component manufacturer : NULL, Other major component model # : NULL, Other major component manufacturer : NULL, Other major component model # : NULL, Battery Brand : Alpha-ESS, SystemId : 34
Date Added : 13-Nov-18, Reference # : HBS1035, HBS designation : Alpha-ESS Storion SMILEB3-GW 17.2 (GW3600S-BP inverter + 3xSMILE5-BAT), Inverter Capacity (Var) : 3680, Useable capacity (kWh) : 16.5, BESS manufacturer : NULL, BESS Model # : NULL, Battery System (BS) Manufacturer : Alpha-ESS, Battery System (BS) Model # : SMILE5-BAT, Number of BESS/BS in system : 3, Inverter manufacturer : GoodWe, Inverter model # : GW3600S-BP, Smart controller/meter manufacturer : NULL, Smart controller/meter model # : NULL, Current sensor manufacturer : NULL, Current sensor model # : NULL, Other major component manufacturer : NULL, Other major component model # : NULL, Other major component manufacturer : NULL, Other major component model # : NULL, Battery Brand : Alpha-ESS, SystemId : 35
Date Added : 13-Nov-18, Reference # : HBS1033, HBS designation : Alpha-ESS Storion SMILEB3-GW 5.7 (GW3600S-BP inverter + 1xSMILE5-BAT), Inverter Capacity (Var) : 3680, Useable capacity (kWh) : 5.5, BESS manufacturer : NULL, BESS Model # : NULL, Battery System (BS) Manufacturer : Alpha-ESS, Battery System (BS) Model # : SMILE5-BAT, Number of BESS/BS in system : 1, Inverter manufacturer : GoodWe, Inverter model # : GW3600S-BP, Smart controller/meter manufacturer : NULL, Smart controller/meter model # : NULL, Current sensor manufacturer : NULL, Current sensor model # : NULL, Other major component manufacturer : NULL, Other major component model # : NULL, Other major component manufacturer : NULL, Other major component model # : NULL, Battery Brand : Alpha-ESS, SystemId : 33
Date Added : 13-Nov-18, Reference # : HBS1037, HBS designation : Alpha-ESS Storion SMILEB3-SF 11.5 (ME3000SP inverter + 2xSMILE5-BAT), Inverter Capacity (Var) : 3000, Useable capacity (kWh) : 11, BESS manufacturer : NULL, BESS Model # : NULL, Battery System (BS) Manufacturer : Alpha-ESS, Battery System (BS) Model # : SMILE5-BAT, Number of BESS/BS in system : 2, Inverter manufacturer : Shenzhen SOFAR SOLAR Co Ltd, Inverter model # : ME 3000SP, Smart controller/meter manufacturer : NULL, Smart controller/meter model # : NULL, Current sensor manufacturer : NULL, Current sensor model # : NULL, Other major component manufacturer : NULL, Other major component model # : NULL, Other major component manufacturer : NULL, Other major component model # : NULL, Battery Brand : Alpha-ESS, SystemId : 37
Date Added : 13-Nov-18, Reference # : HBS1038, HBS designation : Alpha-ESS Storion SMILEB3-SF 17.2 (ME3000SP inverter + 3xSMILE5-BAT), Inverter Capacity (Var) : 3000, Useable capacity (kWh) : 16.5, BESS manufacturer : NULL, BESS Model # : NULL, Battery System (BS) Manufacturer : Alpha-ESS, Battery System (BS) Model # : SMILE5-BAT, Number of BESS/BS in system : 3, Inverter manufacturer : Shenzhen SOFAR SOLAR Co Ltd, Inverter model # : ME 3000SP, Smart controller/meter manufacturer : NULL, Smart controller/meter model # : NULL, Current sensor manufacturer : NULL, Current sensor model # : NULL, Other major component manufacturer : NULL, Other major component model # : NULL, Other major component manufacturer : NULL, Other major component model # : NULL, Battery Brand : Alpha-ESS, SystemId : 38
Date Added : 13-Nov-18, Reference # : HBS1036, HBS designation : Alpha-ESS Storion SMILEB3-SF 5.7 (ME3000SP inverter + 1xSMILE5-BAT), Inverter Capacity (Var) : 3000, Useable capacity (kWh) : 5.5, BESS manufacturer : NULL, BESS Model # : NULL, Battery System (BS) Manufacturer : Alpha-ESS, Battery System (BS) Model # : SMILE5-BAT, Number of BESS/BS in system : 1, Inverter manufacturer : Shenzhen SOFAR SOLAR Co Ltd, Inverter model # : ME 3000SP, Smart controller/meter manufacturer : NULL, Smart controller/meter model # : NULL, Current sensor manufacturer : NULL, Current sensor model # : NULL, Other major component manufacturer : NULL, Other major component model # : NULL, Other major component manufacturer : NULL, Other major component model # : NULL, Battery Brand : Alpha-ESS, SystemId : 36
Date Added : 13-Nov-18, Reference # : HBS1040, HBS designation : Alpha-ESS Storion SMILEB5-GW 11.5 (GW5000S-BP inverter + 2xSMILE5-BAT), Inverter Capacity (Var) : 5000, Useable capacity (kWh) : 11, BESS manufacturer : NULL, BESS Model # : NULL, Battery System (BS) Manufacturer : Alpha-ESS, Battery System (BS) Model # : SMILE5-BAT, Number of BESS/BS in system : 2, Inverter manufacturer : GoodWe, Inverter model # : GW5000S-BP, Smart controller/meter manufacturer : NULL, Smart controller/meter model # : NULL, Current sensor manufacturer : NULL, Current sensor model # : NULL, Other major component manufacturer : NULL, Other major component model # : NULL, Other major component manufacturer : NULL, Other major component model # : NULL, Battery Brand : Alpha-ESS, SystemId : 40
Date Added : 13-Nov-18, Reference # : HBS1041, HBS designation : Alpha-ESS Storion SMILEB5-GW 17.2 (GW5000S-BP inverter + 3xSMILE5-BAT), Inverter Capacity (Var) : 5000, Useable capacity (kWh) : 16.5, BESS manufacturer : NULL, BESS Model # : NULL, Battery System (BS) Manufacturer : Alpha-ESS, Battery System (BS) Model # : SMILE5-BAT, Number of BESS/BS in system : 3, Inverter manufacturer : GoodWe, Inverter model # : GW5000S-BP, Smart controller/meter manufacturer : NULL, Smart controller/meter model # : NULL, Current sensor manufacturer : NULL, Current sensor model # : NULL, Other major component manufacturer : NULL, Other major component model # : NULL, Other major component manufacturer : NULL, Other major component model # : NULL, Battery Brand : Alpha-ESS, SystemId : 41
Date Added : 13-Nov-18, Reference # : HBS1039, HBS designation : Alpha-ESS Storion SMILEB5-GW 5.7 (GW5000S-BP inverter + 1xSMILE5-BAT), Inverter Capacity (Var) : 5000, Useable capacity (kWh) : 5.5, BESS manufacturer : NULL, BESS Model # : NULL, Battery System (BS) Manufacturer : Alpha-ESS, Battery System (BS) Model # : SMILE5-BAT, Number of BESS/BS in system : 1, Inverter manufacturer : GoodWe, Inverter model # : GW5000S-BP, Smart controller/meter manufacturer : NULL, Smart controller/meter model # : NULL, Current sensor manufacturer : NULL, Current sensor model # : NULL, Other major component manufacturer : NULL, Other major component model # : NULL, Other major component manufacturer : NULL, Other major component model # : NULL, Battery Brand : Alpha-ESS, SystemId : 39
Date Added : 30-Nov-18, Reference # : HBS1042, HBS designation : Eguana Evolve 0513, Inverter Capacity (Var) : 5000, Useable capacity (kWh) : 12.2, BESS manufacturer : Eguana Technologies Inc., BESS Model # : Evolve ACB05-LP, Battery System (BS) Manufacturer : NULL, Battery System (BS) Model # : NULL, Number of BESS/BS in system : 1, Inverter manufacturer : NULL, Inverter model # : NULL, Smart controller/meter manufacturer : NULL, Smart controller/meter model # : NULL, Current sensor manufacturer : NULL, Current sensor model # : NULL, Other major component manufacturer : NULL, Other major component model # : NULL, Other major component manufacturer : NULL, Other major component model # : NULL, Battery Brand : Eguana Technologies Inc., SystemId : 42
Date Added : 17-Dec-18, Reference # : HBS1050, HBS designation : Enphase AC Battery IQ7-B1200-LN-I-INT w/ Envoy-S Metered Gateway, Inverter Capacity (Var) : 270, Useable capacity (kWh) : 1.2, BESS manufacturer : Enphase, BESS Model # : AC Battery IQ7-B1200-LN-I-INT, Battery System (BS) Manufacturer : NULL, Battery System (BS) Model # : NULL, Number of BESS/BS in system : 1, Inverter manufacturer : NULL, Inverter model # : NULL, Smart controller/meter manufacturer : NULL, Smart controller/meter model # : NULL, Current sensor manufacturer : NULL, Current sensor model # : NULL, Other major component manufacturer : Enphase, Other major component model # : Envoy-S Metered Gateway, Other major component manufacturer : NULL, Other major component model # : NULL, Battery Brand : Enphase, SystemId : 50
Date Added : 17-Dec-18, Reference # : HBS1044, HBS designation : LG Chem RESU3.3 w/ Sungrow SH5K-20 inverter, Inverter Capacity (Var) : 5000, Useable capacity (kWh) : 2.9, BESS manufacturer : NULL, BESS Model # : NULL, Battery System (BS) Manufacturer : LGChem, Battery System (BS) Model # : RESU3.3, Number of BESS/BS in system : 1, Inverter manufacturer : Sungrow, Inverter model # : SH5K-20, Smart controller/meter manufacturer : NULL, Smart controller/meter model # : NULL, Current sensor manufacturer : NULL, Current sensor model # : NULL, Other major component manufacturer : NULL, Other major component model # : NULL, Other major component manufacturer : NULL, Other major component model # : NULL, Battery Brand : LGChem, SystemId : 44
Date Added : 17-Dec-18, Reference # : HBS1045, HBS designation : LG Chem RESU6.5 w/ Sungrow SH5K-20 inverter, Inverter Capacity (Var) : 5000, Useable capacity (kWh) : 5.9, BESS manufacturer : NULL, BESS Model # : NULL, Battery System (BS) Manufacturer : LGChem, Battery System (BS) Model # : RESU6.5, Number of BESS/BS in system : 1, Inverter manufacturer : Sungrow, Inverter model # : SH5K-20, Smart controller/meter manufacturer : NULL, Smart controller/meter model # : NULL, Current sensor manufacturer : NULL, Current sensor model # : NULL, Other major component manufacturer : NULL, Other major component model # : NULL, Other major component manufacturer : NULL, Other major component model # : NULL, Battery Brand : LGChem, SystemId : 45
Date Added : 17-Dec-18, Reference # : HBS1046, HBS designation : LG Chem RESU10 w/ Sungrow SH5K-20 inverter, Inverter Capacity (Var) : 5000, Useable capacity (kWh) : 8.8, BESS manufacturer : NULL, BESS Model # : NULL, Battery System (BS) Manufacturer : LGChem, Battery System (BS) Model # : RESU10, Number of BESS/BS in system : 1, Inverter manufacturer : Sungrow, Inverter model # : SH5K-20, Smart controller/meter manufacturer : NULL, Smart controller/meter model # : NULL, Current sensor manufacturer : NULL, Current sensor model # : NULL, Other major component manufacturer : NULL, Other major component model # : NULL, Other major component manufacturer : NULL, Other major component model # : NULL, Battery Brand : LGChem, SystemId : 46
Date Added : 17-Dec-18, Reference # : HBS1047, HBS designation : LG Chem RESU6.5 (2 off) w/ Sungrow SH5K-20 inverter, Inverter Capacity (Var) : 5000, Useable capacity (kWh) : 11.8, BESS manufacturer : NULL, BESS Model # : NULL, Battery System (BS) Manufacturer : LGChem, Battery System (BS) Model # : RESU6.5, Number of BESS/BS in system : 2, Inverter manufacturer : Sungrow, Inverter model # : SH5K-20, Smart controller/meter manufacturer : NULL, Smart controller/meter model # : NULL, Current sensor manufacturer : NULL, Current sensor model # : NULL, Other major component manufacturer : LGChem, Other major component model # : RESU Plus, Other major component manufacturer : NULL, Other major component model # : NULL, Battery Brand : LGChem, SystemId : 47
Date Added : 17-Dec-18, Reference # : HBS1048, HBS designation : LG Chem RESU6.5 + RESU10 w/ Sungrow SH5K-20 inverter, Inverter Capacity (Var) : 5000, Useable capacity (kWh) : 14.7, BESS manufacturer : NULL, BESS Model # : NULL, Battery System (BS) Manufacturer : LGChem, Battery System (BS) Model # : RESU6.5, RESU10, Number of BESS/BS in system : 2, Inverter manufacturer : Sungrow, Inverter model # : SH5K-20, Smart controller/meter manufacturer : NULL, Smart controller/meter model # : NULL, Current sensor manufacturer : NULL, Current sensor model # : NULL, Other major component manufacturer : LGChem, Other major component model # : RESU Plus, Other major component manufacturer : NULL, Other major component model # : NULL, Battery Brand : LGChem, SystemId : 48
Date Added : 17-Dec-18, Reference # : HBS1049, HBS designation : LG Chem RESU10 (2 off) w/ Sungrow SH5K-20 inverter, Inverter Capacity (Var) : 5000, Useable capacity (kWh) : 17.6, BESS manufacturer : NULL, BESS Model # : NULL, Battery System (BS) Manufacturer : LGChem, Battery System (BS) Model # : RESU10, Number of BESS/BS in system : 2, Inverter manufacturer : Sungrow, Inverter model # : SH5K-20, Smart controller/meter manufacturer : NULL, Smart controller/meter model # : NULL, Current sensor manufacturer : NULL, Current sensor model # : NULL, Other major component manufacturer : LGChem, Other major component model # : RESU Plus, Other major component manufacturer : NULL, Other major component model # : NULL, Battery Brand : LGChem, SystemId : 49
Date Added : 17-Dec-18, Reference # : HBS1043, HBS designation : Tesla Powerwall 2 AC wth Backup Gateway, Inverter Capacity (Var) : 5000, Useable capacity (kWh) : 13.5, BESS manufacturer : Tesla, BESS Model # : Powerwall 2, Battery System (BS) Manufacturer : NULL, Battery System (BS) Model # : NULL, Number of BESS/BS in system : 1, Inverter manufacturer : NULL, Inverter model # : NULL, Smart controller/meter manufacturer : NULL, Smart controller/meter model # : NULL, Current sensor manufacturer : NULL, Current sensor model # : NULL, Other major component manufacturer : Tesla, Other major component model # : Backup Gateway, Other major component manufacturer : NULL, Other major component model # : NULL, Battery Brand : Tesla, SystemId : 43
Date Added : 03-Jan-19, Reference # : HBS1057, HBS designation : LG Chem RESU10H w/ SolarEdge SE5000-AUS inverter, SE meter, Inverter Capacity (Var) : 4985, Useable capacity (kWh) : 9.3, BESS manufacturer : NULL, BESS Model # : NULL, Battery System (BS) Manufacturer : LGChem, Battery System (BS) Model # : RESU10H-R, Number of BESS/BS in system : 1, Inverter manufacturer : SolarEdge, Inverter model # : SE5000-AUS20NNB2, Smart controller/meter manufacturer : SolarEdge, Smart controller/meter model # : SE-WND-3Y400-MB-K1, Current sensor manufacturer : SolarEdge, Current sensor model # : SE-ACT-0750, Other major component manufacturer : NULL, Other major component model # : NULL, Other major component manufacturer : NULL, Other major component model # : NULL, Battery Brand : LGChem, SystemId : 51
Date Added : 03-Jan-19, Reference # : HBS1058, HBS designation : LG Chem RESU10H (2 off) w/ SolarEdge SE5000-AUS inverter, SE meter, Inverter Capacity (Var) : 6000, Useable capacity (kWh) : 18.6, BESS manufacturer : NULL, BESS Model # : NULL, Battery System (BS) Manufacturer : LGChem, Battery System (BS) Model # : RESU10H-R, RESU10H-R Expansion, Number of BESS/BS in system : 2, Inverter manufacturer : SolarEdge, Inverter model # : SE5000-AUS20NNB2, Smart controller/meter manufacturer : SolarEdge, Smart controller/meter model # : SE-WND-3Y400-MB-K1, Current sensor manufacturer : SolarEdge, Current sensor model # : SE-ACT-0750, Other major component manufacturer : NULL, Other major component model # : NULL, Other major component manufacturer : NULL, Other major component model # : NULL, Battery Brand : LGChem, SystemId : 52
Date Added : 07-Jan-19, Reference # : HBS1059, HBS designation : LG Chem RESU10H w/ SolarEdge SE6000-AUS inverter, SE meter, Inverter Capacity (Var) : 6000, Useable capacity (kWh) : 9.3, BESS manufacturer : NULL, BESS Model # : NULL, Battery System (BS) Manufacturer : LGChem, Battery System (BS) Model # : RESU10H-R, Number of BESS/BS in system : 1, Inverter manufacturer : SolarEdge, Inverter model # : SE6000-AUS20NNB2, Smart controller/meter manufacturer : SolarEdge, Smart controller/meter model # : SE-WND-3Y400-MB-K1, Current sensor manufacturer : SolarEdge, Current sensor model # : SE-ACT-0750, Other major component manufacturer : NULL, Other major component model # : NULL, Other major component manufacturer : NULL, Other major component model # : NULL, Battery Brand : LGChem, SystemId : 53
Date Added : 07-Jan-19, Reference # : HBS1060, HBS designation : LG Chem RESU10H (2 off) w/ SolarEdge SE6000-AUS inverter, SE meter, Inverter Capacity (Var) : 6000, Useable capacity (kWh) : 18.6, BESS manufacturer : NULL, BESS Model # : NULL, Battery System (BS) Manufacturer : LGChem, Battery System (BS) Model # : RESU10H-R, RESU10H-R Expansion, Number of BESS/BS in system : 2, Inverter manufacturer : SolarEdge, Inverter model # : SE6000-AUS20NNB2, Smart controller/meter manufacturer : SolarEdge, Smart controller/meter model # : SE-WND-3Y400-MB-K1, Current sensor manufacturer : SolarEdge, Current sensor model # : SE-ACT-0750, Other major component manufacturer : NULL, Other major component model # : NULL, Other major component manufacturer : NULL, Other major component model # : NULL, Battery Brand : LGChem, SystemId : 54
Date Added : 07-Jan-19, Reference # : HBS1070, HBS designation : Varta Pulse 6 w/ SwitchDin Droplet, Inverter Capacity (Var) : 2500, Useable capacity (kWh) : 5.9, BESS manufacturer : Varta, BESS Model # : Pulse 6, Battery System (BS) Manufacturer : NULL, Battery System (BS) Model # : NULL, Number of BESS/BS in system : 1, Inverter manufacturer : NULL, Inverter model # : NULL, Smart controller/meter manufacturer : SwitchDin, Smart controller/meter model # : Droplet, Current sensor manufacturer : NULL, Current sensor model # : NULL, Other major component manufacturer : NULL, Other major component model # : NULL, Other major component manufacturer : NULL, Other major component model # : NULL, Battery Brand : Varta, SystemId : 55
Date Added : 08-Jan-19, Reference # : HBS1072, HBS designation : LG Chem RESU10H w/ SolarEdge HD Wave AC Coupled SE5000H-AUS inverter, SESTI, SE meter, Inverter Capacity (Var) : 4985, Useable capacity (kWh) : 9.3, BESS manufacturer : NULL, BESS Model # : NULL, Battery System (BS) Manufacturer : LGChem, Battery System (BS) Model # : RESU10H-R, Number of BESS/BS in system : 1, Inverter manufacturer : SolarEdge, Inverter model # : SE5000H-AUSACNNU2, Smart controller/meter manufacturer : SolarEdge, Smart controller/meter model # : SE-WND-3Y400-MB-K1, Current sensor manufacturer : SolarEdge, Current sensor model # : SE-ACT-0750, Other major component manufacturer : SolarEdge, Other major component model # : SESTI-S4 Storage Interface, Other major component manufacturer : NULL, Other major component model # : NULL, Battery Brand : LGChem, SystemId : 56
Date Added : 14-Jan-19, Reference # : HBS1075, HBS designation : BYD B-Box Pro 13.8 (4 off) w/ Selectronic SPMC482-AU (3 off) inverter charger, Select.live, Inverter Capacity (Var) : 7500, Useable capacity (kWh) : 55.2, BESS manufacturer : NULL, BESS Model # : NULL, Battery System (BS) Manufacturer : BYD, Battery System (BS) Model # : BYD B-Box Pro 13.8, Number of BESS/BS in system : 4, Inverter manufacturer : Selectronic Australia Pty Ltd, Inverter model # : SPMC482-AU, Smart controller/meter manufacturer : Selectronic Australia Pty Ltd, Smart controller/meter model # : Select.live, Current sensor manufacturer : NULL, Current sensor model # : NULL, Other major component manufacturer : Selectronic, Other major component model # : SPMC482-AU, Other major component manufacturer : Selectronic, Other major component model # : SPMC482-AU, Battery Brand : BYD, SystemId : 57
Date Added : 14-Jan-19, Reference # : HBS1076, HBS designation : LG Chem RESU6.5 w/ Selectronic SPMC481-AU inverter charger, Select.live, Inverter Capacity (Var) : 5000, Useable capacity (kWh) : 5.9, BESS manufacturer : NULL, BESS Model # : NULL, Battery System (BS) Manufacturer : LGChem, Battery System (BS) Model # : RESU6.5, Number of BESS/BS in system : 1, Inverter manufacturer : Selectronic Australia Pty Ltd, Inverter model # : SPMC481-AU, Smart controller/meter manufacturer : Selectronic Australia Pty Ltd, Smart controller/meter model # : Select.live, Current sensor manufacturer : NULL, Current sensor model # : NULL, Other major component manufacturer : NULL, Other major component model # : NULL, Other major component manufacturer : NULL, Other major component model # : NULL, Battery Brand : LGChem, SystemId : 58
Date Added : 14-Jan-19, Reference # : HBS1077, HBS designation : LG Chem RESU10 w/ Selectronic SPMC481-AU inverter charger, Select.live, Inverter Capacity (Var) : 5000, Useable capacity (kWh) : 8.8, BESS manufacturer : NULL, BESS Model # : NULL, Battery System (BS) Manufacturer : LGChem, Battery System (BS) Model # : RESU10, Number of BESS/BS in system : 1, Inverter manufacturer : Selectronic Australia Pty Ltd, Inverter model # : SPMC481-AU, Smart controller/meter manufacturer : Selectronic Australia Pty Ltd, Smart controller/meter model # : Select.live, Current sensor manufacturer : NULL, Current sensor model # : NULL, Other major component manufacturer : NULL, Other major component model # : NULL, Other major component manufacturer : NULL, Other major component model # : NULL, Battery Brand : LGChem, SystemId : 59
Date Added : 14-Jan-19, Reference # : HBS1078, HBS designation : LG Chem RESU6.5 (2 off) w/ Selectronic SPMC481-AU inverter charger, Select.live, Inverter Capacity (Var) : 5000, Useable capacity (kWh) : 11.8, BESS manufacturer : NULL, BESS Model # : NULL, Battery System (BS) Manufacturer : LGChem, Battery System (BS) Model # : RESU6.5, Number of BESS/BS in system : 2, Inverter manufacturer : Selectronic Australia Pty Ltd, Inverter model # : SPMC481-AU, Smart controller/meter manufacturer : Selectronic Australia Pty Ltd, Smart controller/meter model # : Select.live, Current sensor manufacturer : NULL, Current sensor model # : NULL, Other major component manufacturer : NULL, Other major component model # : NULL, Other major component manufacturer : NULL, Other major component model # : NULL, Battery Brand : LGChem, SystemId : 60
Date Added : 14-Jan-19, Reference # : HBS1079, HBS designation : LG Chem RESU10 (2 off) w/ Selectronic SPMC481-AU inverter charger, Select.live, Inverter Capacity (Var) : 5000, Useable capacity (kWh) : 17.6, BESS manufacturer : NULL, BESS Model # : NULL, Battery System (BS) Manufacturer : LGChem, Battery System (BS) Model # : RESU10, Number of BESS/BS in system : 2, Inverter manufacturer : Selectronic Australia Pty Ltd, Inverter model # : SPMC481-AU, Smart controller/meter manufacturer : Selectronic Australia Pty Ltd, Smart controller/meter model # : Select.live, Current sensor manufacturer : NULL, Current sensor model # : NULL, Other major component manufacturer : NULL, Other major component model # : NULL, Other major component manufacturer : NULL, Other major component model # : NULL, Battery Brand : LGChem, SystemId : 61
Date Added : 14-Jan-19, Reference # : HBS1080, HBS designation : LG Chem RESU6.5 w/ Selectronic SPMC482-AU inverter charger, Select.live, Inverter Capacity (Var) : 7500, Useable capacity (kWh) : 5.9, BESS manufacturer : NULL, BESS Model # : NULL, Battery System (BS) Manufacturer : LGChem, Battery System (BS) Model # : RESU6.5, Number of BESS/BS in system : 1, Inverter manufacturer : Selectronic Australia Pty Ltd, Inverter model # : SPMC482-AU, Smart controller/meter manufacturer : Selectronic Australia Pty Ltd, Smart controller/meter model # : Select.live, Current sensor manufacturer : NULL, Current sensor model # : NULL, Other major component manufacturer : NULL, Other major component model # : NULL, Other major component manufacturer : NULL, Other major component model # : NULL, Battery Brand : LGChem, SystemId : 62
Date Added : 14-Jan-19, Reference # : HBS1081, HBS designation : LG Chem RESU10 w/ Selectronic SPMC482-AU inverter charger, Select.live, Inverter Capacity (Var) : 7500, Useable capacity (kWh) : 8.8, BESS manufacturer : NULL, BESS Model # : NULL, Battery System (BS) Manufacturer : LGChem, Battery System (BS) Model # : RESU10, Number of BESS/BS in system : 1, Inverter manufacturer : Selectronic Australia Pty Ltd, Inverter model # : SPMC482-AU, Smart controller/meter manufacturer : Selectronic Australia Pty Ltd, Smart controller/meter model # : Select.live, Current sensor manufacturer : NULL, Current sensor model # : NULL, Other major component manufacturer : NULL, Other major component model # : NULL, Other major component manufacturer : NULL, Other major component model # : NULL, Battery Brand : LGChem, SystemId : 63
Date Added : 14-Jan-19, Reference # : HBS1082, HBS designation : LG Chem RESU6.5 (2 off) w/ Selectronic SPMC482-AU inverter charger, Select.live, Inverter Capacity (Var) : 7500, Useable capacity (kWh) : 11.8, BESS manufacturer : NULL, BESS Model # : NULL, Battery System (BS) Manufacturer : LGChem, Battery System (BS) Model # : RESU6.5, Number of BESS/BS in system : 2, Inverter manufacturer : Selectronic Australia Pty Ltd, Inverter model # : SPMC482-AU, Smart controller/meter manufacturer : Selectronic Australia Pty Ltd, Smart controller/meter model # : Select.live, Current sensor manufacturer : NULL, Current sensor model # : NULL, Other major component manufacturer : NULL, Other major component model # : NULL, Other major component manufacturer : NULL, Other major component model # : NULL, Battery Brand : LGChem, SystemId : 64
Date Added : 14-Jan-19, Reference # : HBS1083, HBS designation : LG Chem RESU10 (2 off) w/ Selectronic SPMC482-AU inverter charger, Select.live, Inverter Capacity (Var) : 7500, Useable capacity (kWh) : 17.6, BESS manufacturer : NULL, BESS Model # : NULL, Battery System (BS) Manufacturer : LGChem, Battery System (BS) Model # : RESU10, Number of BESS/BS in system : 2, Inverter manufacturer : Selectronic Australia Pty Ltd, Inverter model # : SPMC482-AU, Smart controller/meter manufacturer : Selectronic Australia Pty Ltd, Smart controller/meter model # : Select.live, Current sensor manufacturer : NULL, Current sensor model # : NULL, Other major component manufacturer : NULL, Other major component model # : NULL, Other major component manufacturer : NULL, Other major component model # : NULL, Battery Brand : LGChem, SystemId : 65
Date Added : 15-Jan-19, Reference # : HBS1118, HBS designation : LG Chem RESU10H w/ SolarEdge HD Wave AC Coupled SE3000H-AUS inverter, SESTI, SE meter, Inverter Capacity (Var) : 3000, Useable capacity (kWh) : 9.3, BESS manufacturer : NULL, BESS Model # : NULL, Battery System (BS) Manufacturer : LGChem, Battery System (BS) Model # : RESU10H-R, Number of BESS/BS in system : 1, Inverter manufacturer : SolarEdge, Inverter model # : SE3000H-AUSACNNU2, Smart controller/meter manufacturer : SolarEdge, Smart controller/meter model # : SE-WND-3Y400-MB-K2, Current sensor manufacturer : SolarEdge, Current sensor model # : SE-ACT-0750, Other major component manufacturer : SolarEdge, Other major component model # : SESTI-S4 Storage Interface, Other major component manufacturer : NULL, Other major component model # : NULL, Battery Brand : LGChem, SystemId : 66
Date Added : 15-Jan-19, Reference # : HBS1120, HBS designation : LG Chem RESU10H w/ SolarEdge HD Wave SE3000H-AU0 inverter, SESTI, SE meter, Inverter Capacity (Var) : 3000, Useable capacity (kWh) : 9.3, BESS manufacturer : NULL, BESS Model # : NULL, Battery System (BS) Manufacturer : LGChem, Battery System (BS) Model # : RESU10H-R, Number of BESS/BS in system : 1, Inverter manufacturer : SolarEdge, Inverter model # : SE3000H-AU000NNU2, Smart controller/meter manufacturer : SolarEdge, Smart controller/meter model # : SE-WND-3Y400-MB-K1, Current sensor manufacturer : SolarEdge, Current sensor model # : SE-ACT-0750, Other major component manufacturer : SolarEdge, Other major component model # : SESTI-S4 Storage Interface, Other major component manufacturer : NULL, Other major component model # : NULL, Battery Brand : LGChem, SystemId : 68
Date Added : 15-Jan-19, Reference # : HBS1121, HBS designation : LG Chem RESU10H w/ SolarEdge HD Wave SE4000H-AU0 inverter, SESTI, SE meter, Inverter Capacity (Var) : 4000, Useable capacity (kWh) : 9.3, BESS manufacturer : NULL, BESS Model # : NULL, Battery System (BS) Manufacturer : LGChem, Battery System (BS) Model # : RESU10H-R, Number of BESS/BS in system : 1, Inverter manufacturer : SolarEdge, Inverter model # : SE4000H-AU000NNU2, Smart controller/meter manufacturer : SolarEdge, Smart controller/meter model # : SE-WND-3Y400-MB-K1, Current sensor manufacturer : SolarEdge, Current sensor model # : SE-ACT-0750, Other major component manufacturer : SolarEdge, Other major component model # : SESTI-S4 Storage Interface, Other major component manufacturer : NULL, Other major component model # : NULL, Battery Brand : LGChem, SystemId : 69
Date Added : 15-Jan-19, Reference # : HBS1122, HBS designation : LG Chem RESU10H w/ SolarEdge HD Wave SE6000H-AU0 inverter, SESTI, SE meter, Inverter Capacity (Var) : 6000, Useable capacity (kWh) : 9.3, BESS manufacturer : NULL, BESS Model # : NULL, Battery System (BS) Manufacturer : LGChem, Battery System (BS) Model # : RESU10H-R, Number of BESS/BS in system : 1, Inverter manufacturer : SolarEdge, Inverter model # : SE6000H-AU000NNU2, Smart controller/meter manufacturer : SolarEdge, Smart controller/meter model # : SE-WND-3Y400-MB-K1, Current sensor manufacturer : SolarEdge, Current sensor model # : SE-ACT-0750, Other major component manufacturer : SolarEdge, Other major component model # : SESTI-S4 Storage Interface, Other major component manufacturer : NULL, Other major component model # : NULL, Battery Brand : LGChem, SystemId : 70
Date Added : 15-Jan-19, Reference # : HBS1123, HBS designation : LG Chem RESU10H w/ SolarEdge HD Wave SE8000H-AU0 inverter, SESTI, SE meter, Inverter Capacity (Var) : 8000, Useable capacity (kWh) : 9.3, BESS manufacturer : NULL, BESS Model # : NULL, Battery System (BS) Manufacturer : LGChem, Battery System (BS) Model # : RESU10H-R, Number of BESS/BS in system : 1, Inverter manufacturer : SolarEdge, Inverter model # : SE8000H-AU000NNU2, Smart controller/meter manufacturer : SolarEdge, Smart controller/meter model # : SE-WND-3Y400-MB-K1, Current sensor manufacturer : SolarEdge, Current sensor model # : SE-ACT-0750, Other major component manufacturer : SolarEdge, Other major component model # : SESTI-S4 Storage Interface, Other major component manufacturer : NULL, Other major component model # : NULL, Battery Brand : LGChem, SystemId : 71
Date Added : 15-Jan-19, Reference # : HBS1124, HBS designation : LG Chem RESU10H w/ SolarEdge HD Wave SE10000H-AU0 inverter, SESTI, SE meter, Inverter Capacity (Var) : 10000, Useable capacity (kWh) : 9.3, BESS manufacturer : NULL, BESS Model # : NULL, Battery System (BS) Manufacturer : LGChem, Battery System (BS) Model # : RESU10H-R, Number of BESS/BS in system : 1, Inverter manufacturer : SolarEdge, Inverter model # : SE10000H-AU000NNU2, Smart controller/meter manufacturer : SolarEdge, Smart controller/meter model # : SE-WND-3Y400-MB-K1, Current sensor manufacturer : SolarEdge, Current sensor model # : SE-ACT-0750, Other major component manufacturer : SolarEdge, Other major component model # : SESTI-S4 Storage Interface, Other major component manufacturer : NULL, Other major component model # : NULL, Battery Brand : LGChem, SystemId : 72
Date Added : 17-Jan-19, Reference # : HBS1126, HBS designation : LG Chem RESU10H w/ SolarEdge HD Wave SE5000H-AU0 inverter, SESTI, SE meter, Inverter Capacity (Var) : 4985, Useable capacity (kWh) : 9.3, BESS manufacturer : NULL, BESS Model # : NULL, Battery System (BS) Manufacturer : LGChem, Battery System (BS) Model # : RESU10H-R, Number of BESS/BS in system : 1, Inverter manufacturer : SolarEdge, Inverter model # : SE5000H-AU000NNU2, Smart controller/meter manufacturer : SolarEdge, Smart controller/meter model # : SE-WND-3Y400-MB-K1, Current sensor manufacturer : SolarEdge, Current sensor model # : SE-ACT-0750, Other major component manufacturer : SolarEdge, Other major component model # : SESTI-S4 Storage Interface, Other major component manufacturer : NULL, Other major component model # : NULL, Battery Brand : LGChem, SystemId : 74
Date Added : 18-Jan-19, Reference # : HBS1084, HBS designation : LG Chem RESU3.3 w/ Goodwe GW5048D-ES inverter, Inverter Capacity (Var) : 4950, Useable capacity (kWh) : 2.9, BESS manufacturer : NULL, BESS Model # : NULL, Battery System (BS) Manufacturer : LGChem, Battery System (BS) Model # : RESU3.3, Number of BESS/BS in system : 1, Inverter manufacturer : Goodwe, Inverter model # : GW5048D-ES, Smart controller/meter manufacturer : NULL, Smart controller/meter model # : NULL, Current sensor manufacturer : NULL, Current sensor model # : NULL, Other major component manufacturer : NULL, Other major component model # : NULL, Other major component manufacturer : NULL, Other major component model # : NULL, Battery Brand : LGChem, SystemId : 75
Date Added : 18-Jan-19, Reference # : HBS1085, HBS designation : LG Chem RESU3.3 w/ Goodwe GW5048-EM inverter, Inverter Capacity (Var) : 5000, Useable capacity (kWh) : 2.9, BESS manufacturer : NULL, BESS Model # : NULL, Battery System (BS) Manufacturer : LGChem, Battery System (BS) Model # : RESU3.3, Number of BESS/BS in system : 1, Inverter manufacturer : Goodwe, Inverter model # : GW5048-EM, Smart controller/meter manufacturer : NULL, Smart controller/meter model # : NULL, Current sensor manufacturer : NULL, Current sensor model # : NULL, Other major component manufacturer : NULL, Other major component model # : NULL, Other major component manufacturer : NULL, Other major component model # : NULL, Battery Brand : LGChem, SystemId : 76
Date Added : 18-Jan-19, Reference # : HBS1086, HBS designation : LG Chem RESU3.3 w/ Goodwe GW3648-EM inverter, Inverter Capacity (Var) : 3680, Useable capacity (kWh) : 2.9, BESS manufacturer : NULL, BESS Model # : NULL, Battery System (BS) Manufacturer : LGChem, Battery System (BS) Model # : RESU3.3, Number of BESS/BS in system : 1, Inverter manufacturer : Goodwe, Inverter model # : GW3648-EM, Smart controller/meter manufacturer : NULL, Smart controller/meter model # : NULL, Current sensor manufacturer : NULL, Current sensor model # : NULL, Other major component manufacturer : NULL, Other major component model # : NULL, Other major component manufacturer : NULL, Other major component model # : NULL, Battery Brand : LGChem, SystemId : 77
Date Added : 18-Jan-19, Reference # : HBS1087, HBS designation : LG Chem RESU3.3 w/ Goodwe GW3048-EM inverter, Inverter Capacity (Var) : 3000, Useable capacity (kWh) : 2.9, BESS manufacturer : NULL, BESS Model # : NULL, Battery System (BS) Manufacturer : LGChem, Battery System (BS) Model # : RESU3.3, Number of BESS/BS in system : 1, Inverter manufacturer : Goodwe, Inverter model # : GW3048-EM, Smart controller/meter manufacturer : NULL, Smart controller/meter model # : NULL, Current sensor manufacturer : NULL, Current sensor model # : NULL, Other major component manufacturer : NULL, Other major component model # : NULL, Other major component manufacturer : NULL, Other major component model # : NULL, Battery Brand : LGChem, SystemId : 78
Date Added : 18-Jan-19, Reference # : HBS1088, HBS designation : LG Chem RESU6.5 w/ Goodwe GW5048D-ES inverter, Inverter Capacity (Var) : 4950, Useable capacity (kWh) : 5.9, BESS manufacturer : NULL, BESS Model # : NULL, Battery System (BS) Manufacturer : LGChem, Battery System (BS) Model # : RESU6.5, Number of BESS/BS in system : 1, Inverter manufacturer : Goodwe, Inverter model # : GW5048D-ES, Smart controller/meter manufacturer : NULL, Smart controller/meter model # : NULL, Current sensor manufacturer : NULL, Current sensor model # : NULL, Other major component manufacturer : NULL, Other major component model # : NULL, Other major component manufacturer : NULL, Other major component model # : NULL, Battery Brand : LGChem, SystemId : 79
Date Added : 18-Jan-19, Reference # : HBS1089, HBS designation : LG Chem RESU6.5 w/ Goodwe GW5048-EM inverter, Inverter Capacity (Var) : 5000, Useable capacity (kWh) : 5.9, BESS manufacturer : NULL, BESS Model # : NULL, Battery System (BS) Manufacturer : LGChem, Battery System (BS) Model # : RESU6.5, Number of BESS/BS in system : 1, Inverter manufacturer : Goodwe, Inverter model # : GW5048-EM, Smart controller/meter manufacturer : NULL, Smart controller/meter model # : NULL, Current sensor manufacturer : NULL, Current sensor model # : NULL, Other major component manufacturer : NULL, Other major component model # : NULL, Other major component manufacturer : NULL, Other major component model # : NULL, Battery Brand : LGChem, SystemId : 80
Date Added : 18-Jan-19, Reference # : HBS1090, HBS designation : LG Chem RESU6.5 w/ Goodwe GW3648-EM inverter, Inverter Capacity (Var) : 3680, Useable capacity (kWh) : 5.9, BESS manufacturer : NULL, BESS Model # : NULL, Battery System (BS) Manufacturer : LGChem, Battery System (BS) Model # : RESU6.5, Number of BESS/BS in system : 1, Inverter manufacturer : Goodwe, Inverter model # : GW3648-EM, Smart controller/meter manufacturer : NULL, Smart controller/meter model # : NULL, Current sensor manufacturer : NULL, Current sensor model # : NULL, Other major component manufacturer : NULL, Other major component model # : NULL, Other major component manufacturer : NULL, Other major component model # : NULL, Battery Brand : LGChem, SystemId : 81
Date Added : 18-Jan-19, Reference # : HBS1091, HBS designation : LG Chem RESU6.5 w/ Goodwe GW3048-EM inverter, Inverter Capacity (Var) : 3000, Useable capacity (kWh) : 5.9, BESS manufacturer : NULL, BESS Model # : NULL, Battery System (BS) Manufacturer : LGChem, Battery System (BS) Model # : RESU6.5, Number of BESS/BS in system : 1, Inverter manufacturer : Goodwe, Inverter model # : GW3048-EM, Smart controller/meter manufacturer : NULL, Smart controller/meter model # : NULL, Current sensor manufacturer : NULL, Current sensor model # : NULL, Other major component manufacturer : NULL, Other major component model # : NULL, Other major component manufacturer : NULL, Other major component model # : NULL, Battery Brand : LGChem, SystemId : 82
Date Added : 18-Jan-19, Reference # : HBS1092, HBS designation : LG Chem RESU6.5 w/ Goodwe GW3600S-BP inverter, Inverter Capacity (Var) : 3680, Useable capacity (kWh) : 5.9, BESS manufacturer : NULL, BESS Model # : NULL, Battery System (BS) Manufacturer : LGChem, Battery System (BS) Model # : RESU6.5, Number of BESS/BS in system : 1, Inverter manufacturer : Goodwe, Inverter model # : GW3600S-BP, Smart controller/meter manufacturer : NULL, Smart controller/meter model # : NULL, Current sensor manufacturer : NULL, Current sensor model # : NULL, Other major component manufacturer : NULL, Other major component model # : NULL, Other major component manufacturer : NULL, Other major component model # : NULL, Battery Brand : LGChem, SystemId : 83
Date Added : 18-Jan-19, Reference # : HBS1093, HBS designation : LG Chem RESU6.5 w/ Goodwe GW5000S-BP inverter, Inverter Capacity (Var) : 5000, Useable capacity (kWh) : 5.9, BESS manufacturer : NULL, BESS Model # : NULL, Battery System (BS) Manufacturer : LGChem, Battery System (BS) Model # : RESU6.5, Number of BESS/BS in system : 1, Inverter manufacturer : Goodwe, Inverter model # : GW5000S-BP, Smart controller/meter manufacturer : NULL, Smart controller/meter model # : NULL, Current sensor manufacturer : NULL, Current sensor model # : NULL, Other major component manufacturer : NULL, Other major component model # : NULL, Other major component manufacturer : NULL, Other major component model # : NULL, Battery Brand : LGChem, SystemId : 84
Date Added : 18-Jan-19, Reference # : HBS1094, HBS designation : LG Chem RESU10 w/ Goodwe GW5048D-ES inverter, Inverter Capacity (Var) : 4950, Useable capacity (kWh) : 8.8, BESS manufacturer : NULL, BESS Model # : NULL, Battery System (BS) Manufacturer : LGChem, Battery System (BS) Model # : RESU10, Number of BESS/BS in system : 1, Inverter manufacturer : Goodwe, Inverter model # : GW5048D-ES, Smart controller/meter manufacturer : NULL, Smart controller/meter model # : NULL, Current sensor manufacturer : NULL, Current sensor model # : NULL, Other major component manufacturer : NULL, Other major component model # : NULL, Other major component manufacturer : NULL, Other major component model # : NULL, Battery Brand : LGChem, SystemId : 85
Date Added : 18-Jan-19, Reference # : HBS1095, HBS designation : LG Chem RESU10 w/ Goodwe GW5048-EM inverter, Inverter Capacity (Var) : 5000, Useable capacity (kWh) : 8.8, BESS manufacturer : NULL, BESS Model # : NULL, Battery System (BS) Manufacturer : LGChem, Battery System (BS) Model # : RESU10, Number of BESS/BS in system : 1, Inverter manufacturer : Goodwe, Inverter model # : GW5048-EM, Smart controller/meter manufacturer : NULL, Smart controller/meter model # : NULL, Current sensor manufacturer : NULL, Current sensor model # : NULL, Other major component manufacturer : NULL, Other major component model # : NULL, Other major component manufacturer : NULL, Other major component model # : NULL, Battery Brand : LGChem, SystemId : 86
Date Added : 18-Jan-19, Reference # : HBS1096, HBS designation : LG Chem RESU10 w/ Goodwe GW3648-EM inverter, Inverter Capacity (Var) : 3680, Useable capacity (kWh) : 8.8, BESS manufacturer : NULL, BESS Model # : NULL, Battery System (BS) Manufacturer : LGChem, Battery System (BS) Model # : RESU10, Number of BESS/BS in system : 1, Inverter manufacturer : Goodwe, Inverter model # : GW3648-EM, Smart controller/meter manufacturer : NULL, Smart controller/meter model # : NULL, Current sensor manufacturer : NULL, Current sensor model # : NULL, Other major component manufacturer : NULL, Other major component model # : NULL, Other major component manufacturer : NULL, Other major component model # : NULL, Battery Brand : LGChem, SystemId : 87
Date Added : 18-Jan-19, Reference # : HBS1097, HBS designation : LG Chem RESU10 w/ Goodwe GW3048-EM inverter, Inverter Capacity (Var) : 3000, Useable capacity (kWh) : 8.8, BESS manufacturer : NULL, BESS Model # : NULL, Battery System (BS) Manufacturer : LGChem, Battery System (BS) Model # : RESU10, Number of BESS/BS in system : 1, Inverter manufacturer : Goodwe, Inverter model # : GW3048-EM, Smart controller/meter manufacturer : NULL, Smart controller/meter model # : NULL, Current sensor manufacturer : NULL, Current sensor model # : NULL, Other major component manufacturer : NULL, Other major component model # : NULL, Other major component manufacturer : NULL, Other major component model # : NULL, Battery Brand : LGChem, SystemId : 88
Date Added : 18-Jan-19, Reference # : HBS1098, HBS designation : LG Chem RESU10 w/ Goodwe GW3600S-BP inverter, Inverter Capacity (Var) : 3680, Useable capacity (kWh) : 8.8, BESS manufacturer : NULL, BESS Model # : NULL, Battery System (BS) Manufacturer : LGChem, Battery System (BS) Model # : RESU10, Number of BESS/BS in system : 1, Inverter manufacturer : Goodwe, Inverter model # : GW3600S-BP, Smart controller/meter manufacturer : NULL, Smart controller/meter model # : NULL, Current sensor manufacturer : NULL, Current sensor model # : NULL, Other major component manufacturer : NULL, Other major component model # : NULL, Other major component manufacturer : NULL, Other major component model # : NULL, Battery Brand : LGChem, SystemId : 89
Date Added : 18-Jan-19, Reference # : HBS1099, HBS designation : LG Chem RESU10 w/ Goodwe GW5000S-BP inverter, Inverter Capacity (Var) : 5000, Useable capacity (kWh) : 8.8, BESS manufacturer : NULL, BESS Model # : NULL, Battery System (BS) Manufacturer : LGChem, Battery System (BS) Model # : RESU10, Number of BESS/BS in system : 1, Inverter manufacturer : Goodwe, Inverter model # : GW5000S-BP, Smart controller/meter manufacturer : NULL, Smart controller/meter model # : NULL, Current sensor manufacturer : NULL, Current sensor model # : NULL, Other major component manufacturer : NULL, Other major component model # : NULL, Other major component manufacturer : NULL, Other major component model # : NULL, Battery Brand : LGChem, SystemId : 90
Date Added : 18-Jan-19, Reference # : HBS1100, HBS designation : LG Chem RESU6.5 (2 off) w/ Goodwe GW5048D-ES inverter, Inverter Capacity (Var) : 4950, Useable capacity (kWh) : 11.8, BESS manufacturer : NULL, BESS Model # : NULL, Battery System (BS) Manufacturer : LGChem, Battery System (BS) Model # : RESU6.5, Number of BESS/BS in system : 2, Inverter manufacturer : Goodwe, Inverter model # : GW5048D-ES, Smart controller/meter manufacturer : NULL, Smart controller/meter model # : NULL, Current sensor manufacturer : NULL, Current sensor model # : NULL, Other major component manufacturer : LGChem, Other major component model # : RESU Plus, Other major component manufacturer : NULL, Other major component model # : NULL, Battery Brand : LGChem, SystemId : 91
Date Added : 18-Jan-19, Reference # : HBS1101, HBS designation : LG Chem RESU6.5 (2 off) w/ Goodwe GW5048-EM inverter, Inverter Capacity (Var) : 5000, Useable capacity (kWh) : 11.8, BESS manufacturer : NULL, BESS Model # : NULL, Battery System (BS) Manufacturer : LGChem, Battery System (BS) Model # : RESU6.5, Number of BESS/BS in system : 2, Inverter manufacturer : Goodwe, Inverter model # : GW5048-EM, Smart controller/meter manufacturer : NULL, Smart controller/meter model # : NULL, Current sensor manufacturer : NULL, Current sensor model # : NULL, Other major component manufacturer : LGChem, Other major component model # : RESU Plus, Other major component manufacturer : NULL, Other major component model # : NULL, Battery Brand : LGChem, SystemId : 92
Date Added : 18-Jan-19, Reference # : HBS1102, HBS designation : LG Chem RESU6.5 (2 off) w/ Goodwe GW3648-EM inverter, Inverter Capacity (Var) : 3680, Useable capacity (kWh) : 11.8, BESS manufacturer : NULL, BESS Model # : NULL, Battery System (BS) Manufacturer : LGChem, Battery System (BS) Model # : RESU6.5, Number of BESS/BS in system : 2, Inverter manufacturer : Goodwe, Inverter model # : GW3648-EM, Smart controller/meter manufacturer : NULL, Smart controller/meter model # : NULL, Current sensor manufacturer : NULL, Current sensor model # : NULL, Other major component manufacturer : LGChem, Other major component model # : RESU Plus, Other major component manufacturer : NULL, Other major component model # : NULL, Battery Brand : LGChem, SystemId : 93
Date Added : 18-Jan-19, Reference # : HBS1103, HBS designation : LG Chem RESU6.5 (2 off) w/ Goodwe GW3048-EM inverter, Inverter Capacity (Var) : 3000, Useable capacity (kWh) : 11.8, BESS manufacturer : NULL, BESS Model # : NULL, Battery System (BS) Manufacturer : LGChem, Battery System (BS) Model # : RESU6.5, Number of BESS/BS in system : 2, Inverter manufacturer : Goodwe, Inverter model # : GW3048-EM, Smart controller/meter manufacturer : NULL, Smart controller/meter model # : NULL, Current sensor manufacturer : NULL, Current sensor model # : NULL, Other major component manufacturer : LGChem, Other major component model # : RESU Plus, Other major component manufacturer : NULL, Other major component model # : NULL, Battery Brand : LGChem, SystemId : 94
Date Added : 18-Jan-19, Reference # : HBS1104, HBS designation : LG Chem RESU6.5 (2 off) w/ Goodwe GW3600S-BP inverter, Inverter Capacity (Var) : 3680, Useable capacity (kWh) : 11.8, BESS manufacturer : NULL, BESS Model # : NULL, Battery System (BS) Manufacturer : LGChem, Battery System (BS) Model # : RESU6.5, Number of BESS/BS in system : 2, Inverter manufacturer : Goodwe, Inverter model # : GW3600S-BP, Smart controller/meter manufacturer : NULL, Smart controller/meter model # : NULL, Current sensor manufacturer : NULL, Current sensor model # : NULL, Other major component manufacturer : LGChem, Other major component model # : RESU Plus, Other major component manufacturer : NULL, Other major component model # : NULL, Battery Brand : LGChem, SystemId : 95
Date Added : 18-Jan-19, Reference # : HBS1105, HBS designation : LG Chem RESU6.5 (2 off) w/ Goodwe GW5000S-BP inverter, Inverter Capacity (Var) : 5000, Useable capacity (kWh) : 11.8, BESS manufacturer : NULL, BESS Model # : NULL, Battery System (BS) Manufacturer : LGChem, Battery System (BS) Model # : RESU6.5, Number of BESS/BS in system : 2, Inverter manufacturer : Goodwe, Inverter model # : GW5000S-BP, Smart controller/meter manufacturer : NULL, Smart controller/meter model # : NULL, Current sensor manufacturer : NULL, Current sensor model # : NULL, Other major component manufacturer : LGChem, Other major component model # : RESU Plus, Other major component manufacturer : NULL, Other major component model # : NULL, Battery Brand : LGChem, SystemId : 96
Date Added : 18-Jan-19, Reference # : HBS1106, HBS designation : LG Chem RESU6.5 + RESU10 w/ Goodwe GW5048D-ES inverter, Inverter Capacity (Var) : 4950, Useable capacity (kWh) : 14.7, BESS manufacturer : NULL, BESS Model # : NULL, Battery System (BS) Manufacturer : LGChem, Battery System (BS) Model # : RESU6.5, RESU10, Number of BESS/BS in system : 2, Inverter manufacturer : Goodwe, Inverter model # : GW5048D-ES, Smart controller/meter manufacturer : NULL, Smart controller/meter model # : NULL, Current sensor manufacturer : NULL, Current sensor model # : NULL, Other major component manufacturer : LGChem, Other major component model # : RESU Plus, Other major component manufacturer : NULL, Other major component model # : NULL, Battery Brand : LGChem, SystemId : 97
Date Added : 18-Jan-19, Reference # : HBS1107, HBS designation : LG Chem RESU6.5 + RESU10 w/ Goodwe GW5048-EM inverter, Inverter Capacity (Var) : 5000, Useable capacity (kWh) : 14.7, BESS manufacturer : NULL, BESS Model # : NULL, Battery System (BS) Manufacturer : LGChem, Battery System (BS) Model # : RESU6.5, RESU10, Number of BESS/BS in system : 2, Inverter manufacturer : Goodwe, Inverter model # : GW5048-EM, Smart controller/meter manufacturer : NULL, Smart controller/meter model # : NULL, Current sensor manufacturer : NULL, Current sensor model # : NULL, Other major component manufacturer : LGChem, Other major component model # : RESU Plus, Other major component manufacturer : NULL, Other major component model # : NULL, Battery Brand : LGChem, SystemId : 98
Date Added : 18-Jan-19, Reference # : HBS1108, HBS designation : LG Chem RESU6.5 + RESU10 w/ Goodwe GW3648-EM inverter, Inverter Capacity (Var) : 3680, Useable capacity (kWh) : 14.7, BESS manufacturer : NULL, BESS Model # : NULL, Battery System (BS) Manufacturer : LGChem, Battery System (BS) Model # : RESU6.5, RESU10, Number of BESS/BS in system : 2, Inverter manufacturer : Goodwe, Inverter model # : GW3648-EM, Smart controller/meter manufacturer : NULL, Smart controller/meter model # : NULL, Current sensor manufacturer : NULL, Current sensor model # : NULL, Other major component manufacturer : LGChem, Other major component model # : RESU Plus, Other major component manufacturer : NULL, Other major component model # : NULL, Battery Brand : LGChem, SystemId : 99
Date Added : 18-Jan-19, Reference # : HBS1109, HBS designation : LG Chem RESU6.5 + RESU10 w/ Goodwe GW3048-EM inverter, Inverter Capacity (Var) : 3000, Useable capacity (kWh) : 14.7, BESS manufacturer : NULL, BESS Model # : NULL, Battery System (BS) Manufacturer : LGChem, Battery System (BS) Model # : RESU6.5, RESU10, Number of BESS/BS in system : 2, Inverter manufacturer : Goodwe, Inverter model # : GW3048-EM, Smart controller/meter manufacturer : NULL, Smart controller/meter model # : NULL, Current sensor manufacturer : NULL, Current sensor model # : NULL, Other major component manufacturer : LGChem, Other major component model # : RESU Plus, Other major component manufacturer : NULL, Other major component model # : NULL, Battery Brand : LGChem, SystemId : 100
Date Added : 18-Jan-19, Reference # : HBS1110, HBS designation : LG Chem RESU6.5 + RESU10 w/ Goodwe GW3600S-BP inverter, Inverter Capacity (Var) : 3680, Useable capacity (kWh) : 14.7, BESS manufacturer : NULL, BESS Model # : NULL, Battery System (BS) Manufacturer : LGChem, Battery System (BS) Model # : RESU6.5, RESU10, Number of BESS/BS in system : 2, Inverter manufacturer : Goodwe, Inverter model # : GW3600S-BP, Smart controller/meter manufacturer : NULL, Smart controller/meter model # : NULL, Current sensor manufacturer : NULL, Current sensor model # : NULL, Other major component manufacturer : LGChem, Other major component model # : RESU Plus, Other major component manufacturer : NULL, Other major component model # : NULL, Battery Brand : LGChem, SystemId : 101
Date Added : 18-Jan-19, Reference # : HBS1111, HBS designation : LG Chem RESU6.5 + RESU10 w/ Goodwe GW5000S-BP inverter, Inverter Capacity (Var) : 5000, Useable capacity (kWh) : 14.7, BESS manufacturer : NULL, BESS Model # : NULL, Battery System (BS) Manufacturer : LGChem, Battery System (BS) Model # : RESU6.5, RESU10, Number of BESS/BS in system : 2, Inverter manufacturer : Goodwe, Inverter model # : GW5000S-BP, Smart controller/meter manufacturer : NULL, Smart controller/meter model # : NULL, Current sensor manufacturer : NULL, Current sensor model # : NULL, Other major component manufacturer : LGChem, Other major component model # : RESU Plus, Other major component manufacturer : NULL, Other major component model # : NULL, Battery Brand : LGChem, SystemId : 102
Date Added : 18-Jan-19, Reference # : HBS1112, HBS designation : LG Chem RESU10 (2 off) w/ Goodwe GW5048D-ES inverter, Inverter Capacity (Var) : 4950, Useable capacity (kWh) : 17.6, BESS manufacturer : NULL, BESS Model # : NULL, Battery System (BS) Manufacturer : LGChem, Battery System (BS) Model # : RESU10, Number of BESS/BS in system : 2, Inverter manufacturer : Goodwe, Inverter model # : GW5048D-ES, Smart controller/meter manufacturer : NULL, Smart controller/meter model # : NULL, Current sensor manufacturer : NULL, Current sensor model # : NULL, Other major component manufacturer : LGChem, Other major component model # : RESU Plus, Other major component manufacturer : NULL, Other major component model # : NULL, Battery Brand : LGChem, SystemId : 103
Date Added : 18-Jan-19, Reference # : HBS1113, HBS designation : LG Chem RESU10 (2 off) w/ Goodwe GW5048-EM inverter, Inverter Capacity (Var) : 5000, Useable capacity (kWh) : 17.6, BESS manufacturer : NULL, BESS Model # : NULL, Battery System (BS) Manufacturer : LGChem, Battery System (BS) Model # : RESU10, Number of BESS/BS in system : 2, Inverter manufacturer : Goodwe, Inverter model # : GW5048-EM, Smart controller/meter manufacturer : NULL, Smart controller/meter model # : NULL, Current sensor manufacturer : NULL, Current sensor model # : NULL, Other major component manufacturer : LGChem, Other major component model # : RESU Plus, Other major component manufacturer : NULL, Other major component model # : NULL, Battery Brand : LGChem, SystemId : 104
Date Added : 18-Jan-19, Reference # : HBS1114, HBS designation : LG Chem RESU10 (2 off) w/ Goodwe GW3648-EM inverter, Inverter Capacity (Var) : 3680, Useable capacity (kWh) : 17.6, BESS manufacturer : NULL, BESS Model # : NULL, Battery System (BS) Manufacturer : LGChem, Battery System (BS) Model # : RESU10, Number of BESS/BS in system : 2, Inverter manufacturer : Goodwe, Inverter model # : GW3648-EM, Smart controller/meter manufacturer : NULL, Smart controller/meter model # : NULL, Current sensor manufacturer : NULL, Current sensor model # : NULL, Other major component manufacturer : LGChem, Other major component model # : RESU Plus, Other major component manufacturer : NULL, Other major component model # : NULL, Battery Brand : LGChem, SystemId : 105
Date Added : 18-Jan-19, Reference # : HBS1115, HBS designation : LG Chem RESU10 (2 off) w/ Goodwe GW3048-EM inverter, Inverter Capacity (Var) : 3000, Useable capacity (kWh) : 17.6, BESS manufacturer : NULL, BESS Model # : NULL, Battery System (BS) Manufacturer : LGChem, Battery System (BS) Model # : RESU10, Number of BESS/BS in system : 2, Inverter manufacturer : Goodwe, Inverter model # : GW3048-EM, Smart controller/meter manufacturer : NULL, Smart controller/meter model # : NULL, Current sensor manufacturer : NULL, Current sensor model # : NULL, Other major component manufacturer : LGChem, Other major component model # : RESU Plus, Other major component manufacturer : NULL, Other major component model # : NULL, Battery Brand : LGChem, SystemId : 106
Date Added : 18-Jan-19, Reference # : HBS1116, HBS designation : LG Chem RESU10 (2 off) w/ Goodwe GW3600S-BP inverter, Inverter Capacity (Var) : 3680, Useable capacity (kWh) : 17.6, BESS manufacturer : NULL, BESS Model # : NULL, Battery System (BS) Manufacturer : LGChem, Battery System (BS) Model # : RESU10, Number of BESS/BS in system : 2, Inverter manufacturer : Goodwe, Inverter model # : GW3600S-BP, Smart controller/meter manufacturer : NULL, Smart controller/meter model # : NULL, Current sensor manufacturer : NULL, Current sensor model # : NULL, Other major component manufacturer : LGChem, Other major component model # : RESU Plus, Other major component manufacturer : NULL, Other major component model # : NULL, Battery Brand : LGChem, SystemId : 107
Date Added : 18-Jan-19, Reference # : HBS1117, HBS designation : LG Chem RESU10 (2 off) w/ Goodwe GW5000S-BP inverter, Inverter Capacity (Var) : 5000, Useable capacity (kWh) : 17.6, BESS manufacturer : NULL, BESS Model # : NULL, Battery System (BS) Manufacturer : LGChem, Battery System (BS) Model # : RESU10, Number of BESS/BS in system : 2, Inverter manufacturer : Goodwe, Inverter model # : GW5000S-BP, Smart controller/meter manufacturer : NULL, Smart controller/meter model # : NULL, Current sensor manufacturer : NULL, Current sensor model # : NULL, Other major component manufacturer : LGChem, Other major component model # : RESU Plus, Other major component manufacturer : NULL, Other major component model # : NULL, Battery Brand : LGChem, SystemId : 108
Date Added : 22-Jan-19, Reference # : HBS1062, HBS designation : Pylontech US2000 Plus (6 off) w/ Goodwe GW5048-EM inverter, SwitchDin 'smart controller', Inverter Capacity (Var) : 5000, Useable capacity (kWh) : 13.2, BESS manufacturer : NULL, BESS Model # : NULL, Battery System (BS) Manufacturer : Pylontech, Battery System (BS) Model # : US2000 Plus, Number of BESS/BS in system : 6, Inverter manufacturer : Goodwe, Inverter model # : GW5048-EM, Smart controller/meter manufacturer : SwitchDin, Smart controller/meter model # : Droplet, Current sensor manufacturer : NULL, Current sensor model # : NULL, Other major component manufacturer : Pylontech, Other major component model # : Battery cabinet, Other major component manufacturer : NULL, Other major component model # : NULL, Battery Brand : Pylontech, SystemId : 109
Date Added : 22-Jan-19, Reference # : HBS1063, HBS designation : Pylontech US2000 Plus (6 off) w/ Goodwe GW3048-EM inverter, SwitchDin 'smart controller', Inverter Capacity (Var) : 3000, Useable capacity (kWh) : 13.2, BESS manufacturer : NULL, BESS Model # : NULL, Battery System (BS) Manufacturer : Pylontech, Battery System (BS) Model # : US2000 Plus, Number of BESS/BS in system : 6, Inverter manufacturer : Goodwe, Inverter model # : GW3048-EM, Smart controller/meter manufacturer : SwitchDin, Smart controller/meter model # : Droplet, Current sensor manufacturer : NULL, Current sensor model # : NULL, Other major component manufacturer : Pylontech, Other major component model # : Battery cabinet, Other major component manufacturer : NULL, Other major component model # : NULL, Battery Brand : Pylontech, SystemId : 110
Date Added : 22-Jan-19, Reference # : HBS1064, HBS designation : Pylontech US2000 Plus (6 off) w/ Goodwe GW5000S-BP inverter (AC-coupled), SwitchDin 'smart controller', Inverter Capacity (Var) : 5000, Useable capacity (kWh) : 13.2, BESS manufacturer : NULL, BESS Model # : NULL, Battery System (BS) Manufacturer : Pylontech, Battery System (BS) Model # : US2000 Plus, Number of BESS/BS in system : 6, Inverter manufacturer : Goodwe, Inverter model # : GW5000S-BP, Smart controller/meter manufacturer : SwitchDin, Smart controller/meter model # : Droplet, Current sensor manufacturer : NULL, Current sensor model # : NULL, Other major component manufacturer : Pylontech, Other major component model # : Battery cabinet, Other major component manufacturer : NULL, Other major component model # : NULL, Battery Brand : Pylontech, SystemId : 111
Date Added : 22-Jan-19, Reference # : HBS1065, HBS designation : Pylontech US2000 Plus (6 off) w/ Goodwe GW3600S-BP inverter (AC-coupled), SwitchDin 'smart controller', Inverter Capacity (Var) : 3680, Useable capacity (kWh) : 13.2, BESS manufacturer : NULL, BESS Model # : NULL, Battery System (BS) Manufacturer : Pylontech, Battery System (BS) Model # : US2000 Plus, Number of BESS/BS in system : 6, Inverter manufacturer : Goodwe, Inverter model # : GW3600S-BP, Smart controller/meter manufacturer : SwitchDin, Smart controller/meter model # : Droplet, Current sensor manufacturer : NULL, Current sensor model # : NULL, Other major component manufacturer : Pylontech, Other major component model # : Battery cabinet, Other major component manufacturer : NULL, Other major component model # : NULL, Battery Brand : Pylontech, SystemId : 112
Date Added : 22-Jan-19, Reference # : HBS1066, HBS designation : Pylontech US2000 Plus (6 off) w/ Goodwe GW5048D-ES inverter, SwitchDin 'smart controller', Inverter Capacity (Var) : 4950, Useable capacity (kWh) : 13.2, BESS manufacturer : NULL, BESS Model # : NULL, Battery System (BS) Manufacturer : Pylontech, Battery System (BS) Model # : US2000 Plus, Number of BESS/BS in system : 6, Inverter manufacturer : Goodwe, Inverter model # : GW5048D-ES, Smart controller/meter manufacturer : SwitchDin, Smart controller/meter model # : Droplet, Current sensor manufacturer : NULL, Current sensor model # : NULL, Other major component manufacturer : Pylontech, Other major component model # : Battery cabinet, Other major component manufacturer : NULL, Other major component model # : NULL, Battery Brand : Pylontech, SystemId : 113
Date Added : 22-Jan-19, Reference # : HBS1067, HBS designation : Redback Smart Hybrid SH5000-Pylontech 4.8 (Pylontech US2000 Plus (2 off) w/ Redback SH5000 inverter, BE13200 enclosure, smart meter), Inverter Capacity (Var) : 5000, Useable capacity (kWh) : 4.4, BESS manufacturer : NULL, BESS Model # : NULL, Battery System (BS) Manufacturer : Pylontech, Battery System (BS) Model # : US2000 Plus, Number of BESS/BS in system : 2, Inverter manufacturer : Redback, Inverter model # : SH5000, Smart controller/meter manufacturer : NULL, Smart controller/meter model # : NULL, Current sensor manufacturer : NULL, Current sensor model # : NULL, Other major component manufacturer : Redback, Other major component model # : BE13200, Other major component manufacturer : NULL, Other major component model # : NULL, Battery Brand : Redback, SystemId : 114
Date Added : 22-Jan-19, Reference # : HBS1068, HBS designation : Redback Smart Hybrid SH5000-Pylontech 7.2 (Pylontech US2000 Plus (3 off) w/ Redback SH5000 inverter, BE13200 enclosure, smart meter), Inverter Capacity (Var) : 5000, Useable capacity (kWh) : 6.6, BESS manufacturer : NULL, BESS Model # : NULL, Battery System (BS) Manufacturer : Pylontech, Battery System (BS) Model # : US2000 Plus, Number of BESS/BS in system : 3, Inverter manufacturer : Redback, Inverter model # : SH5000, Smart controller/meter manufacturer : NULL, Smart controller/meter model # : NULL, Current sensor manufacturer : NULL, Current sensor model # : NULL, Other major component manufacturer : Redback, Other major component model # : BE13200, Other major component manufacturer : NULL, Other major component model # : NULL, Battery Brand : Redback, SystemId : 115
Date Added : 22-Jan-19, Reference # : HBS1069, HBS designation : Redback Smart Hybrid SH5000-Pylontech 9.6 (Pylontech US2000 Plus (4 off) w/ Redback SH5000 inverter, BE13200 enclosure, smart meter), Inverter Capacity (Var) : 5000, Useable capacity (kWh) : 8.8, BESS manufacturer : NULL, BESS Model # : NULL, Battery System (BS) Manufacturer : Pylontech, Battery System (BS) Model # : US2000 Plus, Number of BESS/BS in system : 4, Inverter manufacturer : Redback, Inverter model # : SH5000, Smart controller/meter manufacturer : NULL, Smart controller/meter model # : NULL, Current sensor manufacturer : NULL, Current sensor model # : NULL, Other major component manufacturer : Redback, Other major component model # : BE13200, Other major component manufacturer : NULL, Other major component model # : NULL, Battery Brand : Redback, SystemId : 116
Date Added : 23-Jan-19, Reference # : HBS1128, HBS designation : BYD B-Box Pro 13.8 w/ Selectronic SPMC481-AU inverter charger, Select.live, Inverter Capacity (Var) : 5000, Useable capacity (kWh) : 13.8, BESS manufacturer : NULL, BESS Model # : NULL, Battery System (BS) Manufacturer : BYD, Battery System (BS) Model # : BYD B-Box Pro 13.8, Number of BESS/BS in system : 1, Inverter manufacturer : Selectronic Australia Pty Ltd, Inverter model # : SPMC481-AU, Smart controller/meter manufacturer : Selectronic Australia Pty Ltd, Smart controller/meter model # : Select.live, Current sensor manufacturer : NULL, Current sensor model # : NULL, Other major component manufacturer : NULL, Other major component model # : NULL, Other major component manufacturer : NULL, Other major component model # : NULL, Battery Brand : BYD, SystemId : 118
Date Added : 23-Jan-19, Reference # : HBS1129, HBS designation : BYD B-Box Pro 13.8 w/ Selectronic SPMC482-AU inverter charger, Select.live, Inverter Capacity (Var) : 7500, Useable capacity (kWh) : 13.8, BESS manufacturer : NULL, BESS Model # : NULL, Battery System (BS) Manufacturer : BYD, Battery System (BS) Model # : BYD B-Box Pro 13.8, Number of BESS/BS in system : 1, Inverter manufacturer : Selectronic Australia Pty Ltd, Inverter model # : SPMC482-AU, Smart controller/meter manufacturer : Selectronic Australia Pty Ltd, Smart controller/meter model # : Select.live, Current sensor manufacturer : NULL, Current sensor model # : NULL, Other major component manufacturer : NULL, Other major component model # : NULL, Other major component manufacturer : NULL, Other major component model # : NULL, Battery Brand : BYD, SystemId : 119
Date Added : 23-Jan-19, Reference # : HBS1127, HBS designation : Varta Pulse 6 (2 off) w/ SwitchDin Droplet, Inverter Capacity (Var) : 2500, Useable capacity (kWh) : 11.8, BESS manufacturer : Varta, BESS Model # : Pulse 6, Battery System (BS) Manufacturer : NULL, Battery System (BS) Model # : NULL, Number of BESS/BS in system : 2, Inverter manufacturer : NULL, Inverter model # : NULL, Smart controller/meter manufacturer : SwitchDin, Smart controller/meter model # : Droplet, Current sensor manufacturer : NULL, Current sensor model # : NULL, Other major component manufacturer : NULL, Other major component model # : NULL, Other major component manufacturer : NULL, Other major component model # : NULL, Battery Brand : Varta, SystemId : 117
Date Added : 31-Jan-19, Reference # : HBS1190, HBS designation : Enphase AC Battery IQ7-B1200-LN-I-INT (2 off) w/ Envoy-S Metered Gateway, Inverter Capacity (Var) : 260, Useable capacity (kWh) : 2.4, BESS manufacturer : Enphase, BESS Model # : AC Battery IQ7-B1200-LN-I-INT, Battery System (BS) Manufacturer : NULL, Battery System (BS) Model # : NULL, Number of BESS/BS in system : 2, Inverter manufacturer : NULL, Inverter model # : NULL, Smart controller/meter manufacturer : NULL, Smart controller/meter model # : NULL, Current sensor manufacturer : NULL, Current sensor model # : NULL, Other major component manufacturer : Enphase, Other major component model # : Envoy-S Metered Gateway, Other major component manufacturer : NULL, Other major component model # : NULL, Battery Brand : Enphase, SystemId : 120
Date Added : 31-Jan-19, Reference # : HBS1191, HBS designation : Enphase AC Battery IQ7-B1200-LN-I-INT (3 off) w/ Envoy-S Metered Gateway, Inverter Capacity (Var) : 260, Useable capacity (kWh) : 3.6, BESS manufacturer : Enphase, BESS Model # : AC Battery IQ7-B1200-LN-I-INT, Battery System (BS) Manufacturer : NULL, Battery System (BS) Model # : NULL, Number of BESS/BS in system : 3, Inverter manufacturer : NULL, Inverter model # : NULL, Smart controller/meter manufacturer : NULL, Smart controller/meter model # : NULL, Current sensor manufacturer : NULL, Current sensor model # : NULL, Other major component manufacturer : Enphase, Other major component model # : Envoy-S Metered Gateway, Other major component manufacturer : NULL, Other major component model # : NULL, Battery Brand : Enphase, SystemId : 121
Date Added : 31-Jan-19, Reference # : HBS1192, HBS designation : Enphase AC Battery IQ7-B1200-LN-I-INT (4 off) w/ Envoy-S Metered Gateway, Inverter Capacity (Var) : 260, Useable capacity (kWh) : 4.8, BESS manufacturer : Enphase, BESS Model # : AC Battery IQ7-B1200-LN-I-INT, Battery System (BS) Manufacturer : NULL, Battery System (BS) Model # : NULL, Number of BESS/BS in system : 4, Inverter manufacturer : NULL, Inverter model # : NULL, Smart controller/meter manufacturer : NULL, Smart controller/meter model # : NULL, Current sensor manufacturer : NULL, Current sensor model # : NULL, Other major component manufacturer : Enphase, Other major component model # : Envoy-S Metered Gateway, Other major component manufacturer : NULL, Other major component model # : NULL, Battery Brand : Enphase, SystemId : 122
Date Added : 31-Jan-19, Reference # : HBS1193, HBS designation : Enphase AC Battery IQ7-B1200-LN-I-INT (5 off) w/ Envoy-S Metered Gateway, Inverter Capacity (Var) : 260, Useable capacity (kWh) : 6, BESS manufacturer : Enphase, BESS Model # : AC Battery IQ7-B1200-LN-I-INT, Battery System (BS) Manufacturer : NULL, Battery System (BS) Model # : NULL, Number of BESS/BS in system : 5, Inverter manufacturer : NULL, Inverter model # : NULL, Smart controller/meter manufacturer : NULL, Smart controller/meter model # : NULL, Current sensor manufacturer : NULL, Current sensor model # : NULL, Other major component manufacturer : Enphase, Other major component model # : Envoy-S Metered Gateway, Other major component manufacturer : NULL, Other major component model # : NULL, Battery Brand : Enphase, SystemId : 123
Date Added : 31-Jan-19, Reference # : HBS1194, HBS designation : Enphase AC Battery IQ7-B1200-LN-I-INT (6 off) w/ Envoy-S Metered Gateway, Inverter Capacity (Var) : 260, Useable capacity (kWh) : 7.2, BESS manufacturer : Enphase, BESS Model # : AC Battery IQ7-B1200-LN-I-INT, Battery System (BS) Manufacturer : NULL, Battery System (BS) Model # : NULL, Number of BESS/BS in system : 6, Inverter manufacturer : NULL, Inverter model # : NULL, Smart controller/meter manufacturer : NULL, Smart controller/meter model # : NULL, Current sensor manufacturer : NULL, Current sensor model # : NULL, Other major component manufacturer : Enphase, Other major component model # : Envoy-S Metered Gateway, Other major component manufacturer : NULL, Other major component model # : NULL, Battery Brand : Enphase, SystemId : 124
Date Added : 31-Jan-19, Reference # : HBS1195, HBS designation : Enphase AC Battery IQ7-B1200-LN-I-INT (7 off) w/ Envoy-S Metered Gateway, Inverter Capacity (Var) : 260, Useable capacity (kWh) : 8.4, BESS manufacturer : Enphase, BESS Model # : AC Battery IQ7-B1200-LN-I-INT, Battery System (BS) Manufacturer : NULL, Battery System (BS) Model # : NULL, Number of BESS/BS in system : 7, Inverter manufacturer : NULL, Inverter model # : NULL, Smart controller/meter manufacturer : NULL, Smart controller/meter model # : NULL, Current sensor manufacturer : NULL, Current sensor model # : NULL, Other major component manufacturer : Enphase, Other major component model # : Envoy-S Metered Gateway, Other major component manufacturer : NULL, Other major component model # : NULL, Battery Brand : Enphase, SystemId : 125
Date Added : 31-Jan-19, Reference # : HBS1196, HBS designation : Enphase AC Battery IQ7-B1200-LN-I-INT (8 off) w/ Envoy-S Metered Gateway, Inverter Capacity (Var) : 260, Useable capacity (kWh) : 9.6, BESS manufacturer : Enphase, BESS Model # : AC Battery IQ7-B1200-LN-I-INT, Battery System (BS) Manufacturer : NULL, Battery System (BS) Model # : NULL, Number of BESS/BS in system : 8, Inverter manufacturer : NULL, Inverter model # : NULL, Smart controller/meter manufacturer : NULL, Smart controller/meter model # : NULL, Current sensor manufacturer : NULL, Current sensor model # : NULL, Other major component manufacturer : Enphase, Other major component model # : Envoy-S Metered Gateway, Other major component manufacturer : NULL, Other major component model # : NULL, Battery Brand : Enphase, SystemId : 126
Date Added : 06-Feb-19, Reference # : HBS1131, HBS designation : Solax Triple Power T-Bat H 4.5 w/ Solar X1-Hybrid-5.0, Reposit, Inverter Capacity (Var) : 4999, Useable capacity (kWh) : 4.1, BESS manufacturer : NULL, BESS Model # : NULL, Battery System (BS) Manufacturer : Triple Power, Battery System (BS) Model # : T-Bat H 4.5, Number of BESS/BS in system : 1, Inverter manufacturer : Solax Power, Inverter model # : X1-Hybrid-5.0-N-I, Smart controller/meter manufacturer : Reposit, Smart controller/meter model # : Reposit controller 2.0 series, Current sensor manufacturer : NULL, Current sensor model # : NULL, Other major component manufacturer : NULL, Other major component model # : NULL, Other major component manufacturer : NULL, Other major component model # : NULL, Battery Brand : Solax, SystemId : 127
Date Added : 06-Feb-19, Reference # : HBS1133, HBS designation : Solax Triple Power T-Bat H 4.5 (2 off) w/ Solar X1-Hybrid-5.0, Reposit, Inverter Capacity (Var) : 4999, Useable capacity (kWh) : 8.2, BESS manufacturer : NULL, BESS Model # : NULL, Battery System (BS) Manufacturer : Triple Power, Battery System (BS) Model # : T-Bat H 4.5, Number of BESS/BS in system : 2, Inverter manufacturer : Solax Power, Inverter model # : X1-Hybrid-5.0-N-I, Smart controller/meter manufacturer : Reposit, Smart controller/meter model # : Reposit controller 2.0 series, Current sensor manufacturer : NULL, Current sensor model # : NULL, Other major component manufacturer : NULL, Other major component model # : NULL, Other major component manufacturer : NULL, Other major component model # : NULL, Battery Brand : Solax, SystemId : 128
Date Added : 06-Feb-19, Reference # : HBS1135, HBS designation : Solax Triple Power T-Bat H 4.5 (3 off) w/ Solar X1-Hybrid-5.0, Reposit, Inverter Capacity (Var) : 4999, Useable capacity (kWh) : 12.3, BESS manufacturer : NULL, BESS Model # : NULL, Battery System (BS) Manufacturer : Triple Power, Battery System (BS) Model # : T-Bat H 4.5, Number of BESS/BS in system : 3, Inverter manufacturer : Solax Power, Inverter model # : X1-Hybrid-5.0-N-I, Smart controller/meter manufacturer : Reposit, Smart controller/meter model # : Reposit controller 2.0 series, Current sensor manufacturer : NULL, Current sensor model # : NULL, Other major component manufacturer : NULL, Other major component model # : NULL, Other major component manufacturer : NULL, Other major component model # : NULL, Battery Brand : Solax, SystemId : 129
Date Added : 06-Feb-19, Reference # : HBS1137, HBS designation : Solax Triple Power T-Bat H 6.3 w/ Solar X1-Hybrid-5.0, Reposit, Inverter Capacity (Var) : 4999, Useable capacity (kWh) : 5.7, BESS manufacturer : NULL, BESS Model # : NULL, Battery System (BS) Manufacturer : Triple Power, Battery System (BS) Model # : T-Bat H 6.3, Number of BESS/BS in system : 1, Inverter manufacturer : Solax Power, Inverter model # : X1-Hybrid-5.0-N-I, Smart controller/meter manufacturer : Reposit, Smart controller/meter model # : Reposit controller 2.0 series, Current sensor manufacturer : NULL, Current sensor model # : NULL, Other major component manufacturer : NULL, Other major component model # : NULL, Other major component manufacturer : NULL, Other major component model # : NULL, Battery Brand : Solax, SystemId : 130
Date Added : 06-Feb-19, Reference # : HBS1139, HBS designation : Solax Triple Power T-Bat H 6.3 (2 off) w/ Solar X1-Hybrid-5.0, Reposit, Inverter Capacity (Var) : 4999, Useable capacity (kWh) : 11.4, BESS manufacturer : NULL, BESS Model # : NULL, Battery System (BS) Manufacturer : Triple Power, Battery System (BS) Model # : T-Bat H 6.3, Number of BESS/BS in system : 2, Inverter manufacturer : Solax Power, Inverter model # : X1-Hybrid-5.0-N-I, Smart controller/meter manufacturer : Reposit, Smart controller/meter model # : Reposit controller 2.0 series, Current sensor manufacturer : NULL, Current sensor model # : NULL, Other major component manufacturer : NULL, Other major component model # : NULL, Other major component manufacturer : NULL, Other major component model # : NULL, Battery Brand : Solax, SystemId : 131
Date Added : 06-Feb-19, Reference # : HBS1141, HBS designation : Solax Triple Power T-Bat H 6.3 (3 off) w/ Solar X1-Hybrid-5.0, Reposit, Inverter Capacity (Var) : 4999, Useable capacity (kWh) : 17.1, BESS manufacturer : NULL, BESS Model # : NULL, Battery System (BS) Manufacturer : Triple Power, Battery System (BS) Model # : T-Bat H 6.3, Number of BESS/BS in system : 3, Inverter manufacturer : Solax Power, Inverter model # : X1-Hybrid-5.0-N-I, Smart controller/meter manufacturer : Reposit, Smart controller/meter model # : Reposit controller 2.0 series, Current sensor manufacturer : NULL, Current sensor model # : NULL, Other major component manufacturer : NULL, Other major component model # : NULL, Other major component manufacturer : NULL, Other major component model # : NULL, Battery Brand : Solax, SystemId : 132
Date Added : 06-Feb-19, Reference # : HBS1143, HBS designation : Solax Triple Power T-Bat H 4.5 (2 off) w/ Solar X3-Hybrid-10.0, Reposit, Inverter Capacity (Var) : 10000, Useable capacity (kWh) : 8.2, BESS manufacturer : NULL, BESS Model # : NULL, Battery System (BS) Manufacturer : Triple Power, Battery System (BS) Model # : T-Bat H 4.5, Number of BESS/BS in system : 2, Inverter manufacturer : Solax Power, Inverter model # : X3-Hybrid-10.0-N-E, Smart controller/meter manufacturer : Reposit, Smart controller/meter model # : Reposit controller 2.0 series, Current sensor manufacturer : NULL, Current sensor model # : NULL, Other major component manufacturer : NULL, Other major component model # : NULL, Other major component manufacturer : NULL, Other major component model # : NULL, Battery Brand : Solax, SystemId : 133
Date Added : 06-Feb-19, Reference # : HBS1145, HBS designation : Solax Triple Power T-Bat H 4.5 (3 off) w/ Solar X3-Hybrid-10.0, Reposit, Inverter Capacity (Var) : 10000, Useable capacity (kWh) : 12.3, BESS manufacturer : NULL, BESS Model # : NULL, Battery System (BS) Manufacturer : Triple Power, Battery System (BS) Model # : T-Bat H 4.5, Number of BESS/BS in system : 3, Inverter manufacturer : Solax Power, Inverter model # : X3-Hybrid-10.0-N-E, Smart controller/meter manufacturer : Reposit, Smart controller/meter model # : Reposit controller 2.0 series, Current sensor manufacturer : NULL, Current sensor model # : NULL, Other major component manufacturer : NULL, Other major component model # : NULL, Other major component manufacturer : NULL, Other major component model # : NULL, Battery Brand : Solax, SystemId : 134
Date Added : 06-Feb-19, Reference # : HBS1147, HBS designation : Solax Triple Power T-Bat H 4.5 (4 off) w/ Solar X3-Hybrid-10.0, Reposit, Inverter Capacity (Var) : 10000, Useable capacity (kWh) : 16.4, BESS manufacturer : NULL, BESS Model # : NULL, Battery System (BS) Manufacturer : Triple Power, Battery System (BS) Model # : T-Bat H 4.5, Number of BESS/BS in system : 4, Inverter manufacturer : Solax Power, Inverter model # : X3-Hybrid-10.0-N-E, Smart controller/meter manufacturer : Reposit, Smart controller/meter model # : Reposit controller 2.0 series, Current sensor manufacturer : NULL, Current sensor model # : NULL, Other major component manufacturer : NULL, Other major component model # : NULL, Other major component manufacturer : NULL, Other major component model # : NULL, Battery Brand : Solax, SystemId : 135
Date Added : 06-Feb-19, Reference # : HBS1149, HBS designation : Solax Triple Power T-Bat H 4.5 (2 off) w/ Solar X3-Hybrid-8.0, Reposit, Inverter Capacity (Var) : 8000, Useable capacity (kWh) : 8.2, BESS manufacturer : NULL, BESS Model # : NULL, Battery System (BS) Manufacturer : Triple Power, Battery System (BS) Model # : T-Bat H 4.5, Number of BESS/BS in system : 2, Inverter manufacturer : Solax Power, Inverter model # : X3-Hybrid-8.0-N-E, Smart controller/meter manufacturer : Reposit, Smart controller/meter model # : Reposit controller 2.0 series, Current sensor manufacturer : NULL, Current sensor model # : NULL, Other major component manufacturer : NULL, Other major component model # : NULL, Other major component manufacturer : NULL, Other major component model # : NULL, Battery Brand : Solax, SystemId : 136
Date Added : 06-Feb-19, Reference # : HBS1151, HBS designation : Solax Triple Power T-Bat H 4.5 (3 off) w/ Solar X3-Hybrid-8.0, Reposit, Inverter Capacity (Var) : 8000, Useable capacity (kWh) : 12.3, BESS manufacturer : NULL, BESS Model # : NULL, Battery System (BS) Manufacturer : Triple Power, Battery System (BS) Model # : T-Bat H 4.5, Number of BESS/BS in system : 3, Inverter manufacturer : Solax Power, Inverter model # : X3-Hybrid-8.0-N-E, Smart controller/meter manufacturer : Reposit, Smart controller/meter model # : Reposit controller 2.0 series, Current sensor manufacturer : NULL, Current sensor model # : NULL, Other major component manufacturer : NULL, Other major component model # : NULL, Other major component manufacturer : NULL, Other major component model # : NULL, Battery Brand : Solax, SystemId : 137
Date Added : 06-Feb-19, Reference # : HBS1153, HBS designation : Solax Triple Power T-Bat H 4.5 (4 off) w/ Solar X3-Hybrid-8.0, Reposit, Inverter Capacity (Var) : 8000, Useable capacity (kWh) : 16.4, BESS manufacturer : NULL, BESS Model # : NULL, Battery System (BS) Manufacturer : Triple Power, Battery System (BS) Model # : T-Bat H 4.5, Number of BESS/BS in system : 4, Inverter manufacturer : Solax Power, Inverter model # : X3-Hybrid-8.0-N-E, Smart controller/meter manufacturer : Reposit, Smart controller/meter model # : Reposit controller 2.0 series, Current sensor manufacturer : NULL, Current sensor model # : NULL, Other major component manufacturer : NULL, Other major component model # : NULL, Other major component manufacturer : NULL, Other major component model # : NULL, Battery Brand : Solax, SystemId : 138
Date Added : 06-Feb-19, Reference # : HBS1155, HBS designation : Solax Triple Power T-Bat H 4.5 (2 off) w/ Solar X3-Hybrid-6.0, Reposit, Inverter Capacity (Var) : 6000, Useable capacity (kWh) : 8.2, BESS manufacturer : NULL, BESS Model # : NULL, Battery System (BS) Manufacturer : Triple Power, Battery System (BS) Model # : T-Bat H 4.5, Number of BESS/BS in system : 2, Inverter manufacturer : Solax Power, Inverter model # : X3-Hybrid-6.0-N-E, Smart controller/meter manufacturer : Reposit, Smart controller/meter model # : Reposit controller 2.0 series, Current sensor manufacturer : NULL, Current sensor model # : NULL, Other major component manufacturer : NULL, Other major component model # : NULL, Other major component manufacturer : NULL, Other major component model # : NULL, Battery Brand : Solax, SystemId : 139
Date Added : 06-Feb-19, Reference # : HBS1157, HBS designation : Solax Triple Power T-Bat H 4.5 (3 off) w/ Solar X3-Hybrid-6.0, Reposit, Inverter Capacity (Var) : 6000, Useable capacity (kWh) : 12.3, BESS manufacturer : NULL, BESS Model # : NULL, Battery System (BS) Manufacturer : Triple Power, Battery System (BS) Model # : T-Bat H 4.5, Number of BESS/BS in system : 3, Inverter manufacturer : Solax Power, Inverter model # : X3-Hybrid-6.0-N-E, Smart controller/meter manufacturer : Reposit, Smart controller/meter model # : Reposit controller 2.0 series, Current sensor manufacturer : NULL, Current sensor model # : NULL, Other major component manufacturer : NULL, Other major component model # : NULL, Other major component manufacturer : NULL, Other major component model # : NULL, Battery Brand : Solax, SystemId : 140
Date Added : 06-Feb-19, Reference # : HBS1159, HBS designation : Solax Triple Power T-Bat H 4.5 (4 off) w/ Solar X3-Hybrid-6.0, Reposit, Inverter Capacity (Var) : 6000, Useable capacity (kWh) : 16.4, BESS manufacturer : NULL, BESS Model # : NULL, Battery System (BS) Manufacturer : Triple Power, Battery System (BS) Model # : T-Bat H 4.5, Number of BESS/BS in system : 4, Inverter manufacturer : Solax Power, Inverter model # : X3-Hybrid-6.0-N-E, Smart controller/meter manufacturer : Reposit, Smart controller/meter model # : Reposit controller 2.0 series, Current sensor manufacturer : NULL, Current sensor model # : NULL, Other major component manufacturer : NULL, Other major component model # : NULL, Other major component manufacturer : NULL, Other major component model # : NULL, Battery Brand : Solax, SystemId : 141
Date Added : 06-Feb-19, Reference # : HBS1161, HBS designation : Solax Triple Power T-Bat H 4.5 (2 off) w/ Solar X3-Hybrid-5.0, Reposit, Inverter Capacity (Var) : 5000, Useable capacity (kWh) : 8.2, BESS manufacturer : NULL, BESS Model # : NULL, Battery System (BS) Manufacturer : Triple Power, Battery System (BS) Model # : T-Bat H 4.5, Number of BESS/BS in system : 2, Inverter manufacturer : Solax Power, Inverter model # : X3-Hybrid-5.0-N-E, Smart controller/meter manufacturer : Reposit, Smart controller/meter model # : Reposit controller 2.0 series, Current sensor manufacturer : NULL, Current sensor model # : NULL, Other major component manufacturer : NULL, Other major component model # : NULL, Other major component manufacturer : NULL, Other major component model # : NULL, Battery Brand : Solax, SystemId : 142
Date Added : 06-Feb-19, Reference # : HBS1163, HBS designation : Solax Triple Power T-Bat H 4.5 (3 off) w/ Solar X3-Hybrid-5.0, Reposit, Inverter Capacity (Var) : 5000, Useable capacity (kWh) : 12.3, BESS manufacturer : NULL, BESS Model # : NULL, Battery System (BS) Manufacturer : Triple Power, Battery System (BS) Model # : T-Bat H 4.5, Number of BESS/BS in system : 3, Inverter manufacturer : Solax Power, Inverter model # : X3-Hybrid-5.0-N-E, Smart controller/meter manufacturer : Reposit, Smart controller/meter model # : Reposit controller 2.0 series, Current sensor manufacturer : NULL, Current sensor model # : NULL, Other major component manufacturer : NULL, Other major component model # : NULL, Other major component manufacturer : NULL, Other major component model # : NULL, Battery Brand : Solax, SystemId : 143
Date Added : 06-Feb-19, Reference # : HBS1165, HBS designation : Solax Triple Power T-Bat H 4.5 (4 off) w/ Solar X3-Hybrid-5.0, Reposit, Inverter Capacity (Var) : 5000, Useable capacity (kWh) : 16.4, BESS manufacturer : NULL, BESS Model # : NULL, Battery System (BS) Manufacturer : Triple Power, Battery System (BS) Model # : T-Bat H 4.5, Number of BESS/BS in system : 4, Inverter manufacturer : Solax Power, Inverter model # : X3-Hybrid-5.0-N-E, Smart controller/meter manufacturer : Reposit, Smart controller/meter model # : Reposit controller 2.0 series, Current sensor manufacturer : NULL, Current sensor model # : NULL, Other major component manufacturer : NULL, Other major component model # : NULL, Other major component manufacturer : NULL, Other major component model # : NULL, Battery Brand : Solax, SystemId : 144
Date Added : 06-Feb-19, Reference # : HBS1167, HBS designation : Solax Triple Power T-Bat H 6.3 (2 off) w/ Solar X3-Hybrid-10.0, Reposit, Inverter Capacity (Var) : 10000, Useable capacity (kWh) : 11.4, BESS manufacturer : NULL, BESS Model # : NULL, Battery System (BS) Manufacturer : Triple Power, Battery System (BS) Model # : T-Bat H 6.3, Number of BESS/BS in system : 2, Inverter manufacturer : Solax Power, Inverter model # : X3-Hybrid-10.0-N-E, Smart controller/meter manufacturer : Reposit, Smart controller/meter model # : Reposit controller 2.0 series, Current sensor manufacturer : NULL, Current sensor model # : NULL, Other major component manufacturer : NULL, Other major component model # : NULL, Other major component manufacturer : NULL, Other major component model # : NULL, Battery Brand : Solax, SystemId : 145
Date Added : 06-Feb-19, Reference # : HBS1169, HBS designation : Solax Triple Power T-Bat H 6.3 (3 off) w/ Solar X3-Hybrid-10.0, Reposit, Inverter Capacity (Var) : 10000, Useable capacity (kWh) : 17.1, BESS manufacturer : NULL, BESS Model # : NULL, Battery System (BS) Manufacturer : Triple Power, Battery System (BS) Model # : T-Bat H 6.3, Number of BESS/BS in system : 3, Inverter manufacturer : Solax Power, Inverter model # : X3-Hybrid-10.0-N-E, Smart controller/meter manufacturer : Reposit, Smart controller/meter model # : Reposit controller 2.0 series, Current sensor manufacturer : NULL, Current sensor model # : NULL, Other major component manufacturer : NULL, Other major component model # : NULL, Other major component manufacturer : NULL, Other major component model # : NULL, Battery Brand : Solax, SystemId : 146
Date Added : 06-Feb-19, Reference # : HBS1171, HBS designation : Solax Triple Power T-Bat H 6.3 (4 off) w/ Solar X3-Hybrid-10.0, Reposit, Inverter Capacity (Var) : 10000, Useable capacity (kWh) : 22.8, BESS manufacturer : NULL, BESS Model # : NULL, Battery System (BS) Manufacturer : Triple Power, Battery System (BS) Model # : T-Bat H 6.3, Number of BESS/BS in system : 4, Inverter manufacturer : Solax Power, Inverter model # : X3-Hybrid-10.0-N-E, Smart controller/meter manufacturer : Reposit, Smart controller/meter model # : Reposit controller 2.0 series, Current sensor manufacturer : NULL, Current sensor model # : NULL, Other major component manufacturer : NULL, Other major component model # : NULL, Other major component manufacturer : NULL, Other major component model # : NULL, Battery Brand : Solax, SystemId : 147
Date Added : 06-Feb-19, Reference # : HBS1173, HBS designation : Solax Triple Power T-Bat H 6.3 (2 off) w/ Solar X3-Hybrid-8.0, Reposit, Inverter Capacity (Var) : 8000, Useable capacity (kWh) : 11.4, BESS manufacturer : NULL, BESS Model # : NULL, Battery System (BS) Manufacturer : Triple Power, Battery System (BS) Model # : T-Bat H 6.3, Number of BESS/BS in system : 2, Inverter manufacturer : Solax Power, Inverter model # : X3-Hybrid-8.0-N-E, Smart controller/meter manufacturer : Reposit, Smart controller/meter model # : Reposit controller 2.0 series, Current sensor manufacturer : NULL, Current sensor model # : NULL, Other major component manufacturer : NULL, Other major component model # : NULL, Other major component manufacturer : NULL, Other major component model # : NULL, Battery Brand : Solax, SystemId : 148
Date Added : 06-Feb-19, Reference # : HBS1175, HBS designation : Solax Triple Power T-Bat H 6.3 (3 off) w/ Solar X3-Hybrid-8.0, Reposit, Inverter Capacity (Var) : 8000, Useable capacity (kWh) : 17.1, BESS manufacturer : NULL, BESS Model # : NULL, Battery System (BS) Manufacturer : Triple Power, Battery System (BS) Model # : T-Bat H 6.3, Number of BESS/BS in system : 3, Inverter manufacturer : Solax Power, Inverter model # : X3-Hybrid-8.0-N-E, Smart controller/meter manufacturer : Reposit, Smart controller/meter model # : Reposit controller 2.0 series, Current sensor manufacturer : NULL, Current sensor model # : NULL, Other major component manufacturer : NULL, Other major component model # : NULL, Other major component manufacturer : NULL, Other major component model # : NULL, Battery Brand : Solax, SystemId : 149
Date Added : 06-Feb-19, Reference # : HBS1177, HBS designation : Solax Triple Power T-Bat H 6.3 (4 off) w/ Solar X3-Hybrid-8.0, Reposit, Inverter Capacity (Var) : 8000, Useable capacity (kWh) : 22.8, BESS manufacturer : NULL, BESS Model # : NULL, Battery System (BS) Manufacturer : Triple Power, Battery System (BS) Model # : T-Bat H 6.3, Number of BESS/BS in system : 4, Inverter manufacturer : Solax Power, Inverter model # : X3-Hybrid-8.0-N-E, Smart controller/meter manufacturer : Reposit, Smart controller/meter model # : Reposit controller 2.0 series, Current sensor manufacturer : NULL, Current sensor model # : NULL, Other major component manufacturer : NULL, Other major component model # : NULL, Other major component manufacturer : NULL, Other major component model # : NULL, Battery Brand : Solax, SystemId : 150
Date Added : 06-Feb-19, Reference # : HBS1179, HBS designation : Solax Triple Power T-Bat H 6.3 (2 off) w/ Solar X3-Hybrid-6.0, Reposit, Inverter Capacity (Var) : 6000, Useable capacity (kWh) : 11.4, BESS manufacturer : NULL, BESS Model # : NULL, Battery System (BS) Manufacturer : Triple Power, Battery System (BS) Model # : T-Bat H 6.3, Number of BESS/BS in system : 2, Inverter manufacturer : Solax Power, Inverter model # : X3-Hybrid-6.0-N-E, Smart controller/meter manufacturer : Reposit, Smart controller/meter model # : Reposit controller 2.0 series, Current sensor manufacturer : NULL, Current sensor model # : NULL, Other major component manufacturer : NULL, Other major component model # : NULL, Other major component manufacturer : NULL, Other major component model # : NULL, Battery Brand : Solax, SystemId : 151
Date Added : 06-Feb-19, Reference # : HBS1181, HBS designation : Solax Triple Power T-Bat H 6.3 (3 off) w/ Solar X3-Hybrid-6.0, Reposit, Inverter Capacity (Var) : 6000, Useable capacity (kWh) : 17.1, BESS manufacturer : NULL, BESS Model # : NULL, Battery System (BS) Manufacturer : Triple Power, Battery System (BS) Model # : T-Bat H 6.3, Number of BESS/BS in system : 3, Inverter manufacturer : Solax Power, Inverter model # : X3-Hybrid-6.0-N-E, Smart controller/meter manufacturer : Reposit, Smart controller/meter model # : Reposit controller 2.0 series, Current sensor manufacturer : NULL, Current sensor model # : NULL, Other major component manufacturer : NULL, Other major component model # : NULL, Other major component manufacturer : NULL, Other major component model # : NULL, Battery Brand : Solax, SystemId : 152
Date Added : 06-Feb-19, Reference # : HBS1183, HBS designation : Solax Triple Power T-Bat H 6.3 (4 off) w/ Solar X3-Hybrid-6.0, Reposit, Inverter Capacity (Var) : 6000, Useable capacity (kWh) : 22.8, BESS manufacturer : NULL, BESS Model # : NULL, Battery System (BS) Manufacturer : Triple Power, Battery System (BS) Model # : T-Bat H 6.3, Number of BESS/BS in system : 4, Inverter manufacturer : Solax Power, Inverter model # : X3-Hybrid-6.0-N-E, Smart controller/meter manufacturer : Reposit, Smart controller/meter model # : Reposit controller 2.0 series, Current sensor manufacturer : NULL, Current sensor model # : NULL, Other major component manufacturer : NULL, Other major component model # : NULL, Other major component manufacturer : NULL, Other major component model # : NULL, Battery Brand : Solax, SystemId : 153
Date Added : 06-Feb-19, Reference # : HBS1185, HBS designation : Solax Triple Power T-Bat H 6.3 (2 off) w/ Solar X3-Hybrid-5.0, Reposit, Inverter Capacity (Var) : 5000, Useable capacity (kWh) : 11.4, BESS manufacturer : NULL, BESS Model # : NULL, Battery System (BS) Manufacturer : Triple Power, Battery System (BS) Model # : T-Bat H 6.3, Number of BESS/BS in system : 2, Inverter manufacturer : Solax Power, Inverter model # : X3-Hybrid-5.0-N-E, Smart controller/meter manufacturer : Reposit, Smart controller/meter model # : Reposit controller 2.0 series, Current sensor manufacturer : NULL, Current sensor model # : NULL, Other major component manufacturer : NULL, Other major component model # : NULL, Other major component manufacturer : NULL, Other major component model # : NULL, Battery Brand : Solax, SystemId : 154
Date Added : 06-Feb-19, Reference # : HBS1187, HBS designation : Solax Triple Power T-Bat H 6.3 (3 off) w/ Solar X3-Hybrid-5.0, Reposit, Inverter Capacity (Var) : 5000, Useable capacity (kWh) : 17.1, BESS manufacturer : NULL, BESS Model # : NULL, Battery System (BS) Manufacturer : Triple Power, Battery System (BS) Model # : T-Bat H 6.3, Number of BESS/BS in system : 3, Inverter manufacturer : Solax Power, Inverter model # : X3-Hybrid-5.0-N-E, Smart controller/meter manufacturer : Reposit, Smart controller/meter model # : Reposit controller 2.0 series, Current sensor manufacturer : NULL, Current sensor model # : NULL, Other major component manufacturer : NULL, Other major component model # : NULL, Other major component manufacturer : NULL, Other major component model # : NULL, Battery Brand : Solax, SystemId : 155
Date Added : 06-Feb-19, Reference # : HBS1189, HBS designation : Solax Triple Power T-Bat H 6.3 (4 off) w/ Solar X3-Hybrid-5.0, Reposit, Inverter Capacity (Var) : 5000, Useable capacity (kWh) : 22.8, BESS manufacturer : NULL, BESS Model # : NULL, Battery System (BS) Manufacturer : Triple Power, Battery System (BS) Model # : T-Bat H 6.3, Number of BESS/BS in system : 4, Inverter manufacturer : Solax Power, Inverter model # : X3-Hybrid-5.0-N-E, Smart controller/meter manufacturer : Reposit, Smart controller/meter model # : Reposit controller 2.0 series, Current sensor manufacturer : NULL, Current sensor model # : NULL, Other major component manufacturer : NULL, Other major component model # : NULL, Other major component manufacturer : NULL, Other major component model # : NULL, Battery Brand : Solax, SystemId : 156
Date Added : 13-Feb-19, Reference # : HBS1202, HBS designation : Pylontech US2000 Plus (6 off) w/ Goodwe GW5048-EM inverter, Inverter Capacity (Var) : 5000, Useable capacity (kWh) : 13.2, BESS manufacturer : NULL, BESS Model # : NULL, Battery System (BS) Manufacturer : Pylontech, Battery System (BS) Model # : US2000 Plus, Number of BESS/BS in system : 6, Inverter manufacturer : Goodwe, Inverter model # : GW5048-EM, Smart controller/meter manufacturer : NULL, Smart controller/meter model # : NULL, Current sensor manufacturer : NULL, Current sensor model # : NULL, Other major component manufacturer : Pylontech, Other major component model # : Battery cabinet, Other major component manufacturer : NULL, Other major component model # : NULL, Battery Brand : Pylontech, SystemId : 157
Date Added : 13-Feb-19, Reference # : HBS1203, HBS designation : Pylontech US2000 Plus (6 off) w/ Goodwe GW3048-EM inverter, Inverter Capacity (Var) : 3000, Useable capacity (kWh) : 13.2, BESS manufacturer : NULL, BESS Model # : NULL, Battery System (BS) Manufacturer : Pylontech, Battery System (BS) Model # : US2000 Plus, Number of BESS/BS in system : 6, Inverter manufacturer : Goodwe, Inverter model # : GW3048-EM, Smart controller/meter manufacturer : NULL, Smart controller/meter model # : NULL, Current sensor manufacturer : NULL, Current sensor model # : NULL, Other major component manufacturer : Pylontech, Other major component model # : Battery cabinet, Other major component manufacturer : NULL, Other major component model # : NULL, Battery Brand : Pylontech, SystemId : 158
Date Added : 13-Feb-19, Reference # : HBS1204, HBS designation : Pylontech US2000 Plus (6 off) w/ Goodwe GW5000S-BP inverter (AC-coupled), Inverter Capacity (Var) : 5000, Useable capacity (kWh) : 13.2, BESS manufacturer : NULL, BESS Model # : NULL, Battery System (BS) Manufacturer : Pylontech, Battery System (BS) Model # : US2000 Plus, Number of BESS/BS in system : 6, Inverter manufacturer : Goodwe, Inverter model # : GW5000S-BP, Smart controller/meter manufacturer : NULL, Smart controller/meter model # : NULL, Current sensor manufacturer : NULL, Current sensor model # : NULL, Other major component manufacturer : Pylontech, Other major component model # : Battery cabinet, Other major component manufacturer : NULL, Other major component model # : NULL, Battery Brand : Pylontech, SystemId : 159
Date Added : 13-Feb-19, Reference # : HBS1205, HBS designation : Pylontech US2000 Plus (6 off) w/ Goodwe GW3600S-BP inverter (AC-coupled), Inverter Capacity (Var) : 3680, Useable capacity (kWh) : 13.2, BESS manufacturer : NULL, BESS Model # : NULL, Battery System (BS) Manufacturer : Pylontech, Battery System (BS) Model # : US2000 Plus, Number of BESS/BS in system : 6, Inverter manufacturer : Goodwe, Inverter model # : GW3600S-BP, Smart controller/meter manufacturer : NULL, Smart controller/meter model # : NULL, Current sensor manufacturer : NULL, Current sensor model # : NULL, Other major component manufacturer : Pylontech, Other major component model # : Battery cabinet, Other major component manufacturer : NULL, Other major component model # : NULL, Battery Brand : Pylontech, SystemId : 160
Date Added : 13-Feb-19, Reference # : HBS1206, HBS designation : Pylontech US2000 Plus (6 off) w/ Goodwe GW5048D-ES inverter, Inverter Capacity (Var) : 4950, Useable capacity (kWh) : 13.2, BESS manufacturer : NULL, BESS Model # : NULL, Battery System (BS) Manufacturer : Pylontech, Battery System (BS) Model # : US2000 Plus, Number of BESS/BS in system : 6, Inverter manufacturer : Goodwe, Inverter model # : GW5048D-ES, Smart controller/meter manufacturer : NULL, Smart controller/meter model # : NULL, Current sensor manufacturer : NULL, Current sensor model # : NULL, Other major component manufacturer : Pylontech, Other major component model # : Battery cabinet, Other major component manufacturer : NULL, Other major component model # : NULL, Battery Brand : Pylontech, SystemId : 161
Date Added : 13-Feb-19, Reference # : HBS1207, HBS designation : Pylontech US2000 Plus (6 off) w/ Goodwe GW3648-EM inverter, Inverter Capacity (Var) : 3680, Useable capacity (kWh) : 13.2, BESS manufacturer : NULL, BESS Model # : NULL, Battery System (BS) Manufacturer : Pylontech, Battery System (BS) Model # : US2000 Plus, Number of BESS/BS in system : 6, Inverter manufacturer : Goodwe, Inverter model # : GW3648-EM, Smart controller/meter manufacturer : NULL, Smart controller/meter model # : NULL, Current sensor manufacturer : NULL, Current sensor model # : NULL, Other major component manufacturer : Pylontech, Other major component model # : Battery cabinet, Other major component manufacturer : NULL, Other major component model # : NULL, Battery Brand : Pylontech, SystemId : 162
Date Added : 15-Feb-19, Reference # : HBS1208, HBS designation : LG Chem RESU10H (2 off) w/ tandem SolarEdge SE5000-AUS and HD Wave SE3000H-AU0 inverters, SESTI, SE meter, Inverter Capacity (Var) : 4985, Useable capacity (kWh) : 17.6, BESS manufacturer : NULL, BESS Model # : NULL, Battery System (BS) Manufacturer : LGChem, Battery System (BS) Model # : RESU10H-R, Number of BESS/BS in system : 2, Inverter manufacturer : SolarEdge, Inverter model # : SE5000-AUS20NNB2, Smart controller/meter manufacturer : SolarEdge, Smart controller/meter model # : SE-WND-3Y400-MB-K1, Current sensor manufacturer : SolarEdge, Current sensor model # : SE-ACT-0750, Other major component manufacturer : SolarEdge, Other major component model # : SESTI-S4 Storage Interface, Other major component manufacturer : SolarEdge, Other major component model # : SE3000H-AU000NNU2, Battery Brand : LGChem, SystemId : 163
Date Added : 15-Feb-19, Reference # : HBS1209, HBS designation : LG Chem RESU10H (2 off) w/ tandem SolarEdge SE5000-AUS and HD Wave SE4000H-AU0 inverters, SESTI, SE meter, Inverter Capacity (Var) : 4985, Useable capacity (kWh) : 17.6, BESS manufacturer : NULL, BESS Model # : NULL, Battery System (BS) Manufacturer : LGChem, Battery System (BS) Model # : RESU10H-R, Number of BESS/BS in system : 2, Inverter manufacturer : SolarEdge, Inverter model # : SE5000-AUS20NNB2, Smart controller/meter manufacturer : SolarEdge, Smart controller/meter model # : SE-WND-3Y400-MB-K1, Current sensor manufacturer : SolarEdge, Current sensor model # : SE-ACT-0750, Other major component manufacturer : SolarEdge, Other major component model # : SESTI-S4 Storage Interface, Other major component manufacturer : SolarEdge, Other major component model # : SE4000H-AU000NNU2, Battery Brand : LGChem, SystemId : 164
Date Added : 15-Feb-19, Reference # : HBS1210, HBS designation : LG Chem RESU10H (2 off) w/ tandem SolarEdge SE5000-AUS and HD Wave SE5000H-AU0 inverters, SESTI, SE meter, Inverter Capacity (Var) : 4985, Useable capacity (kWh) : 17.6, BESS manufacturer : NULL, BESS Model # : NULL, Battery System (BS) Manufacturer : LGChem, Battery System (BS) Model # : RESU10H-R, Number of BESS/BS in system : 2, Inverter manufacturer : SolarEdge, Inverter model # : SE5000-AUS20NNB2, Smart controller/meter manufacturer : SolarEdge, Smart controller/meter model # : SE-WND-3Y400-MB-K1, Current sensor manufacturer : SolarEdge, Current sensor model # : SE-ACT-0750, Other major component manufacturer : SolarEdge, Other major component model # : SESTI-S4 Storage Interface, Other major component manufacturer : SolarEdge, Other major component model # : SE5000H-AU000NNU2, Battery Brand : LGChem, SystemId : 165
Date Added : 20-Feb-19, Reference # : HBS1211, HBS designation : Pylontech US2000 Plus (5 off) w/ Goodwe GW5000S-BP inverter (AC-coupled), Inverter Capacity (Var) : 5000, Useable capacity (kWh) : 11, BESS manufacturer : NULL, BESS Model # : NULL, Battery System (BS) Manufacturer : Pylontech, Battery System (BS) Model # : US2000 Plus, Number of BESS/BS in system : 5, Inverter manufacturer : Goodwe, Inverter model # : GW5000S-BP, Smart controller/meter manufacturer : NULL, Smart controller/meter model # : NULL, Current sensor manufacturer : NULL, Current sensor model # : NULL, Other major component manufacturer : Pylontech, Other major component model # : Battery cabinet, Other major component manufacturer : NULL, Other major component model # : NULL, Battery Brand : Pylontech, SystemId : 166
Date Added : 20-Feb-19, Reference # : HBS1212, HBS designation : Pylontech US2000 Plus (4 off) w/ Goodwe GW5000S-BP inverter (AC-coupled), Inverter Capacity (Var) : 5000, Useable capacity (kWh) : 8.8, BESS manufacturer : NULL, BESS Model # : NULL, Battery System (BS) Manufacturer : Pylontech, Battery System (BS) Model # : US2000 Plus, Number of BESS/BS in system : 4, Inverter manufacturer : Goodwe, Inverter model # : GW5000S-BP, Smart controller/meter manufacturer : NULL, Smart controller/meter model # : NULL, Current sensor manufacturer : NULL, Current sensor model # : NULL, Other major component manufacturer : Pylontech, Other major component model # : Battery cabinet, Other major component manufacturer : NULL, Other major component model # : NULL, Battery Brand : Pylontech, SystemId : 167
Date Added : 20-Feb-19, Reference # : HBS1213, HBS designation : Pylontech US2000 Plus (3 off) w/ Goodwe GW5000S-BP inverter (AC-coupled), Inverter Capacity (Var) : 5000, Useable capacity (kWh) : 6.6, BESS manufacturer : NULL, BESS Model # : NULL, Battery System (BS) Manufacturer : Pylontech, Battery System (BS) Model # : US2000 Plus, Number of BESS/BS in system : 3, Inverter manufacturer : Goodwe, Inverter model # : GW5000S-BP, Smart controller/meter manufacturer : NULL, Smart controller/meter model # : NULL, Current sensor manufacturer : NULL, Current sensor model # : NULL, Other major component manufacturer : Pylontech, Other major component model # : Battery cabinet, Other major component manufacturer : NULL, Other major component model # : NULL, Battery Brand : Pylontech, SystemId : 168
Date Added : 20-Feb-19, Reference # : HBS1214, HBS designation : Pylontech US2000 Plus (2 off) w/ Goodwe GW5000S-BP inverter (AC-coupled), Inverter Capacity (Var) : 5000, Useable capacity (kWh) : 4.4, BESS manufacturer : NULL, BESS Model # : NULL, Battery System (BS) Manufacturer : Pylontech, Battery System (BS) Model # : US2000 Plus, Number of BESS/BS in system : 2, Inverter manufacturer : Goodwe, Inverter model # : GW5000S-BP, Smart controller/meter manufacturer : NULL, Smart controller/meter model # : NULL, Current sensor manufacturer : NULL, Current sensor model # : NULL, Other major component manufacturer : Pylontech, Other major component model # : Battery cabinet, Other major component manufacturer : NULL, Other major component model # : NULL, Battery Brand : Pylontech, SystemId : 169
Date Added : 20-Feb-19, Reference # : HBS1215, HBS designation : Pylontech US2000 Plus (1 off) w/ Goodwe GW5000S-BP inverter (AC-coupled), Inverter Capacity (Var) : 5000, Useable capacity (kWh) : 2.2, BESS manufacturer : NULL, BESS Model # : NULL, Battery System (BS) Manufacturer : Pylontech, Battery System (BS) Model # : US2000 Plus, Number of BESS/BS in system : 1, Inverter manufacturer : Goodwe, Inverter model # : GW5000S-BP, Smart controller/meter manufacturer : NULL, Smart controller/meter model # : NULL, Current sensor manufacturer : NULL, Current sensor model # : NULL, Other major component manufacturer : Pylontech, Other major component model # : Battery cabinet, Other major component manufacturer : NULL, Other major component model # : NULL, Battery Brand : Pylontech, SystemId : 170
Date Added : 20-Feb-19, Reference # : HBS1216, HBS designation : Pylontech US2000 Plus (5 off) w/ Goodwe GW5048D-ES inverter, Inverter Capacity (Var) : 4950, Useable capacity (kWh) : 11, BESS manufacturer : NULL, BESS Model # : NULL, Battery System (BS) Manufacturer : Pylontech, Battery System (BS) Model # : US2000 Plus, Number of BESS/BS in system : 5, Inverter manufacturer : Goodwe, Inverter model # : GW5048D-ES, Smart controller/meter manufacturer : NULL, Smart controller/meter model # : NULL, Current sensor manufacturer : NULL, Current sensor model # : NULL, Other major component manufacturer : Pylontech, Other major component model # : Battery cabinet, Other major component manufacturer : NULL, Other major component model # : NULL, Battery Brand : Pylontech, SystemId : 171
Date Added : 20-Feb-19, Reference # : HBS1217, HBS designation : Pylontech US2000 Plus (4 off) w/ Goodwe GW5048D-ES inverter, Inverter Capacity (Var) : 4950, Useable capacity (kWh) : 8.8, BESS manufacturer : NULL, BESS Model # : NULL, Battery System (BS) Manufacturer : Pylontech, Battery System (BS) Model # : US2000 Plus, Number of BESS/BS in system : 4, Inverter manufacturer : Goodwe, Inverter model # : GW5048D-ES, Smart controller/meter manufacturer : NULL, Smart controller/meter model # : NULL, Current sensor manufacturer : NULL, Current sensor model # : NULL, Other major component manufacturer : Pylontech, Other major component model # : Battery cabinet, Other major component manufacturer : NULL, Other major component model # : NULL, Battery Brand : Pylontech, SystemId : 172
Date Added : 20-Feb-19, Reference # : HBS1218, HBS designation : Pylontech US2000 Plus (3 off) w/ Goodwe GW5048D-ES inverter, Inverter Capacity (Var) : 4950, Useable capacity (kWh) : 6.6, BESS manufacturer : NULL, BESS Model # : NULL, Battery System (BS) Manufacturer : Pylontech, Battery System (BS) Model # : US2000 Plus, Number of BESS/BS in system : 3, Inverter manufacturer : Goodwe, Inverter model # : GW5048D-ES, Smart controller/meter manufacturer : NULL, Smart controller/meter model # : NULL, Current sensor manufacturer : NULL, Current sensor model # : NULL, Other major component manufacturer : Pylontech, Other major component model # : Battery cabinet, Other major component manufacturer : NULL, Other major component model # : NULL, Battery Brand : Pylontech, SystemId : 173
Date Added : 20-Feb-19, Reference # : HBS1219, HBS designation : Pylontech US2000 Plus (2 off) w/ Goodwe GW5048D-ES inverter, Inverter Capacity (Var) : 4950, Useable capacity (kWh) : 4.4, BESS manufacturer : NULL, BESS Model # : NULL, Battery System (BS) Manufacturer : Pylontech, Battery System (BS) Model # : US2000 Plus, Number of BESS/BS in system : 2, Inverter manufacturer : Goodwe, Inverter model # : GW5048D-ES, Smart controller/meter manufacturer : NULL, Smart controller/meter model # : NULL, Current sensor manufacturer : NULL, Current sensor model # : NULL, Other major component manufacturer : Pylontech, Other major component model # : Battery cabinet, Other major component manufacturer : NULL, Other major component model # : NULL, Battery Brand : Pylontech, SystemId : 174
Date Added : 20-Feb-19, Reference # : HBS1220, HBS designation : Pylontech US2000 Plus (1 off) w/ Goodwe GW5048D-ES inverter, Inverter Capacity (Var) : 4950, Useable capacity (kWh) : 2.2, BESS manufacturer : NULL, BESS Model # : NULL, Battery System (BS) Manufacturer : Pylontech, Battery System (BS) Model # : US2000 Plus, Number of BESS/BS in system : 1, Inverter manufacturer : Goodwe, Inverter model # : GW5048D-ES, Smart controller/meter manufacturer : NULL, Smart controller/meter model # : NULL, Current sensor manufacturer : NULL, Current sensor model # : NULL, Other major component manufacturer : Pylontech, Other major component model # : Battery cabinet, Other major component manufacturer : NULL, Other major component model # : NULL, Battery Brand : Pylontech, SystemId : 175
Date Added : 13-Mar-19, Reference # : HBS1246, HBS designation : Solax Triple Power T-Bat H 4.5 w/ Solar X1-Fit-5.0, Reposit, Inverter Capacity (Var) : 5000, Useable capacity (kWh) : 4.1, BESS manufacturer : NULL, BESS Model # : NULL, Battery System (BS) Manufacturer : Triple Power, Battery System (BS) Model # : T-Bat H 4.5, Number of BESS/BS in system : 1, Inverter manufacturer : Solax Power, Inverter model # : X1-Fit-5.0-N-I, Smart controller/meter manufacturer : Reposit, Smart controller/meter model # : Reposit controller 2.0 series, Current sensor manufacturer : NULL, Current sensor model # : NULL, Other major component manufacturer : NULL, Other major component model # : NULL, Other major component manufacturer : NULL, Other major component model # : NULL, Battery Brand : Solax, SystemId : 177
Date Added : 13-Mar-19, Reference # : HBS1248, HBS designation : Solax Triple Power T-Bat H 4.5 (2 off) w/ Solar X1-Fit-5.0, Reposit, Inverter Capacity (Var) : 5000, Useable capacity (kWh) : 8.2, BESS manufacturer : NULL, BESS Model # : NULL, Battery System (BS) Manufacturer : Triple Power, Battery System (BS) Model # : T-Bat H 4.5, Number of BESS/BS in system : 2, Inverter manufacturer : Solax Power, Inverter model # : X1-Fit-5.0-N-I, Smart controller/meter manufacturer : Reposit, Smart controller/meter model # : Reposit controller 2.0 series, Current sensor manufacturer : NULL, Current sensor model # : NULL, Other major component manufacturer : NULL, Other major component model # : NULL, Other major component manufacturer : NULL, Other major component model # : NULL, Battery Brand : Solax, SystemId : 178
Date Added : 13-Mar-19, Reference # : HBS1250, HBS designation : Solax Triple Power T-Bat H 4.5 (3 off) w/ Solar X1-Fit-5.0, Reposit, Inverter Capacity (Var) : 5000, Useable capacity (kWh) : 12.3, BESS manufacturer : NULL, BESS Model # : NULL, Battery System (BS) Manufacturer : Triple Power, Battery System (BS) Model # : T-Bat H 4.5, Number of BESS/BS in system : 3, Inverter manufacturer : Solax Power, Inverter model # : X1-Fit-5.0-N-I, Smart controller/meter manufacturer : Reposit, Smart controller/meter model # : Reposit controller 2.0 series, Current sensor manufacturer : NULL, Current sensor model # : NULL, Other major component manufacturer : NULL, Other major component model # : NULL, Other major component manufacturer : NULL, Other major component model # : NULL, Battery Brand : Solax, SystemId : 179
Date Added : 13-Mar-19, Reference # : HBS1252, HBS designation : Solax Triple Power T-Bat H 6.3 w/ Solar X1-Fit-5.0, Reposit, Inverter Capacity (Var) : 5000, Useable capacity (kWh) : 5.7, BESS manufacturer : NULL, BESS Model # : NULL, Battery System (BS) Manufacturer : Triple Power, Battery System (BS) Model # : T-Bat H 6.3, Number of BESS/BS in system : 1, Inverter manufacturer : Solax Power, Inverter model # : X1-Fit-5.0-N-I, Smart controller/meter manufacturer : Reposit, Smart controller/meter model # : Reposit controller 2.0 series, Current sensor manufacturer : NULL, Current sensor model # : NULL, Other major component manufacturer : NULL, Other major component model # : NULL, Other major component manufacturer : NULL, Other major component model # : NULL, Battery Brand : Solax, SystemId : 180
Date Added : 13-Mar-19, Reference # : HBS1254, HBS designation : Solax Triple Power T-Bat H 6.3 (2 off) w/ Solar X1-Fit-5.0, Reposit, Inverter Capacity (Var) : 5000, Useable capacity (kWh) : 11.4, BESS manufacturer : NULL, BESS Model # : NULL, Battery System (BS) Manufacturer : Triple Power, Battery System (BS) Model # : T-Bat H 6.3, Number of BESS/BS in system : 2, Inverter manufacturer : Solax Power, Inverter model # : X1-Fit-5.0-N-I, Smart controller/meter manufacturer : Reposit, Smart controller/meter model # : Reposit controller 2.0 series, Current sensor manufacturer : NULL, Current sensor model # : NULL, Other major component manufacturer : NULL, Other major component model # : NULL, Other major component manufacturer : NULL, Other major component model # : NULL, Battery Brand : Solax, SystemId : 181
Date Added : 13-Mar-19, Reference # : HBS1256, HBS designation : Solax Triple Power T-Bat H 6.3 (3 off) w/ Solar X1-Fit-5.0, Reposit, Inverter Capacity (Var) : 5000, Useable capacity (kWh) : 17.1, BESS manufacturer : NULL, BESS Model # : NULL, Battery System (BS) Manufacturer : Triple Power, Battery System (BS) Model # : T-Bat H 6.3, Number of BESS/BS in system : 3, Inverter manufacturer : Solax Power, Inverter model # : X1-Fit-5.0-N-I, Smart controller/meter manufacturer : Reposit, Smart controller/meter model # : Reposit controller 2.0 series, Current sensor manufacturer : NULL, Current sensor model # : NULL, Other major component manufacturer : NULL, Other major component model # : NULL, Other major component manufacturer : NULL, Other major component model # : NULL, Battery Brand : Solax, SystemId : 182
Date Added : 14-Mar-19, Reference # : HBS1257, HBS designation : LG Chem RESU13 w/ Selectronic SPMC481-AU inverter charger, Select.live, Inverter Capacity (Var) : 5000, Useable capacity (kWh) : 12.4, BESS manufacturer : NULL, BESS Model # : NULL, Battery System (BS) Manufacturer : LGChem, Battery System (BS) Model # : RESU13, Number of BESS/BS in system : 1, Inverter manufacturer : Selectronic Australia Pty Ltd, Inverter model # : SPMC481-AU, Smart controller/meter manufacturer : Selectronic Australia Pty Ltd, Smart controller/meter model # : Select.live, Current sensor manufacturer : NULL, Current sensor model # : NULL, Other major component manufacturer : NULL, Other major component model # : NULL, Other major component manufacturer : NULL, Other major component model # : NULL, Battery Brand : LGChem, SystemId : 183
Date Added : 14-Mar-19, Reference # : HBS1258, HBS designation : LG Chem RESU13 (2 off) w/ Selectronic SPMC481-AU inverter charger, Select.live, Inverter Capacity (Var) : 5000, Useable capacity (kWh) : 24.8, BESS manufacturer : NULL, BESS Model # : NULL, Battery System (BS) Manufacturer : LGChem, Battery System (BS) Model # : RESU13, Number of BESS/BS in system : 2, Inverter manufacturer : Selectronic Australia Pty Ltd, Inverter model # : SPMC481-AU, Smart controller/meter manufacturer : Selectronic Australia Pty Ltd, Smart controller/meter model # : Select.live, Current sensor manufacturer : NULL, Current sensor model # : NULL, Other major component manufacturer : LGChem, Other major component model # : RESU Plus, Other major component manufacturer : NULL, Other major component model # : NULL, Battery Brand : LGChem, SystemId : 184
Date Added : 14-Mar-19, Reference # : HBS1259, HBS designation : LG Chem RESU13 w/ Selectronic SPMC482-AU inverter charger, Select.live, Inverter Capacity (Var) : 7500, Useable capacity (kWh) : 12.4, BESS manufacturer : NULL, BESS Model # : NULL, Battery System (BS) Manufacturer : LGChem, Battery System (BS) Model # : RESU13, Number of BESS/BS in system : 1, Inverter manufacturer : Selectronic Australia Pty Ltd, Inverter model # : SPMC482-AU, Smart controller/meter manufacturer : Selectronic Australia Pty Ltd, Smart controller/meter model # : Select.live, Current sensor manufacturer : NULL, Current sensor model # : NULL, Other major component manufacturer : NULL, Other major component model # : NULL, Other major component manufacturer : NULL, Other major component model # : NULL, Battery Brand : LGChem, SystemId : 185
Date Added : 14-Mar-19, Reference # : HBS1260, HBS designation : LG Chem RESU13 (2 off) w/ Selectronic SPMC482-AU inverter charger, Select.live, Inverter Capacity (Var) : 7500, Useable capacity (kWh) : 24.8, BESS manufacturer : NULL, BESS Model # : NULL, Battery System (BS) Manufacturer : LGChem, Battery System (BS) Model # : RESU13, Number of BESS/BS in system : 2, Inverter manufacturer : Selectronic Australia Pty Ltd, Inverter model # : SPMC482-AU, Smart controller/meter manufacturer : Selectronic Australia Pty Ltd, Smart controller/meter model # : Select.live, Current sensor manufacturer : NULL, Current sensor model # : NULL, Other major component manufacturer : LGChem, Other major component model # : RESU Plus, Other major component manufacturer : NULL, Other major component model # : NULL, Battery Brand : LGChem, SystemId : 186
Date Added : 14-Mar-19, Reference # : HBS1261, HBS designation : LG Chem RESU13 w/ Sungrow SH5K-20 inverter, Inverter Capacity (Var) : 5000, Useable capacity (kWh) : 12.4, BESS manufacturer : NULL, BESS Model # : NULL, Battery System (BS) Manufacturer : LGChem, Battery System (BS) Model # : RESU13, Number of BESS/BS in system : 1, Inverter manufacturer : Sungrow, Inverter model # : SH5K-20, Smart controller/meter manufacturer : NULL, Smart controller/meter model # : NULL, Current sensor manufacturer : NULL, Current sensor model # : NULL, Other major component manufacturer : NULL, Other major component model # : NULL, Other major component manufacturer : NULL, Other major component model # : NULL, Battery Brand : LGChem, SystemId : 187
Date Added : 14-Mar-19, Reference # : HBS1262, HBS designation : LG Chem RESU13 (2 off) w/ Sungrow SH5K-20 inverter, Inverter Capacity (Var) : 5000, Useable capacity (kWh) : 24.8, BESS manufacturer : NULL, BESS Model # : NULL, Battery System (BS) Manufacturer : LGChem, Battery System (BS) Model # : RESU13, Number of BESS/BS in system : 2, Inverter manufacturer : Sungrow, Inverter model # : SH5K-20, Smart controller/meter manufacturer : NULL, Smart controller/meter model # : NULL, Current sensor manufacturer : NULL, Current sensor model # : NULL, Other major component manufacturer : LGChem, Other major component model # : RESU Plus, Other major component manufacturer : NULL, Other major component model # : NULL, Battery Brand : LGChem, SystemId : 188
Date Added : 27-Mar-19, Reference # : HBS1269, HBS designation : Alpha-ESS Smile-GW-3048-EM (GW3048-EM inverter + 1xSMILE5-BAT), Inverter Capacity (Var) : 3000, Useable capacity (kWh) : 5.5, BESS manufacturer : NULL, BESS Model # : NULL, Battery System (BS) Manufacturer : Alpha-ESS, Battery System (BS) Model # : SMILE5-BAT, Number of BESS/BS in system : 1, Inverter manufacturer : GoodWe, Inverter model # : GW3048-EM, Smart controller/meter manufacturer : NULL, Smart controller/meter model # : NULL, Current sensor manufacturer : NULL, Current sensor model # : NULL, Other major component manufacturer : NULL, Other major component model # : NULL, Other major component manufacturer : NULL, Other major component model # : NULL, Battery Brand : Alpha-ESS, SystemId : 195
Date Added : 27-Mar-19, Reference # : HBS1270, HBS designation : Alpha-ESS Smile-GW-3048-EM (GW3048-EM inverter + 2xSMILE5-BAT), Inverter Capacity (Var) : 3000, Useable capacity (kWh) : 11, BESS manufacturer : NULL, BESS Model # : NULL, Battery System (BS) Manufacturer : Alpha-ESS, Battery System (BS) Model # : SMILE5-BAT, Number of BESS/BS in system : 2, Inverter manufacturer : GoodWe, Inverter model # : GW3048-EM, Smart controller/meter manufacturer : NULL, Smart controller/meter model # : NULL, Current sensor manufacturer : NULL, Current sensor model # : NULL, Other major component manufacturer : NULL, Other major component model # : NULL, Other major component manufacturer : NULL, Other major component model # : NULL, Battery Brand : Alpha-ESS, SystemId : 196
Date Added : 27-Mar-19, Reference # : HBS1271, HBS designation : Alpha-ESS Smile-GW-3048-EM (GW3048-EM inverter + 3xSMILE5-BAT), Inverter Capacity (Var) : 3000, Useable capacity (kWh) : 16.5, BESS manufacturer : NULL, BESS Model # : NULL, Battery System (BS) Manufacturer : Alpha-ESS, Battery System (BS) Model # : SMILE5-BAT, Number of BESS/BS in system : 3, Inverter manufacturer : GoodWe, Inverter model # : GW3048-EM, Smart controller/meter manufacturer : NULL, Smart controller/meter model # : NULL, Current sensor manufacturer : NULL, Current sensor model # : NULL, Other major component manufacturer : NULL, Other major component model # : NULL, Other major component manufacturer : NULL, Other major component model # : NULL, Battery Brand : Alpha-ESS, SystemId : 197
Date Added : 27-Mar-19, Reference # : HBS1272, HBS designation : Alpha-ESS Smile-GW-3648-EM (GW3648-EM inverter + 1xSMILE5-BAT), Inverter Capacity (Var) : 3680, Useable capacity (kWh) : 5.5, BESS manufacturer : NULL, BESS Model # : NULL, Battery System (BS) Manufacturer : Alpha-ESS, Battery System (BS) Model # : SMILE5-BAT, Number of BESS/BS in system : 1, Inverter manufacturer : GoodWe, Inverter model # : GW3648-EM, Smart controller/meter manufacturer : NULL, Smart controller/meter model # : NULL, Current sensor manufacturer : NULL, Current sensor model # : NULL, Other major component manufacturer : NULL, Other major component model # : NULL, Other major component manufacturer : NULL, Other major component model # : NULL, Battery Brand : Alpha-ESS, SystemId : 198
Date Added : 27-Mar-19, Reference # : HBS1273, HBS designation : Alpha-ESS Smile-GW-3648-EM (GW3648-EM inverter + 2xSMILE5-BAT), Inverter Capacity (Var) : 3680, Useable capacity (kWh) : 11, BESS manufacturer : NULL, BESS Model # : NULL, Battery System (BS) Manufacturer : Alpha-ESS, Battery System (BS) Model # : SMILE5-BAT, Number of BESS/BS in system : 2, Inverter manufacturer : GoodWe, Inverter model # : GW3648-EM, Smart controller/meter manufacturer : NULL, Smart controller/meter model # : NULL, Current sensor manufacturer : NULL, Current sensor model # : NULL, Other major component manufacturer : NULL, Other major component model # : NULL, Other major component manufacturer : NULL, Other major component model # : NULL, Battery Brand : Alpha-ESS, SystemId : 199
Date Added : 27-Mar-19, Reference # : HBS1274, HBS designation : Alpha-ESS Smile-GW-3648-EM (GW3648-EM inverter + 3xSMILE5-BAT), Inverter Capacity (Var) : 3680, Useable capacity (kWh) : 16.5, BESS manufacturer : NULL, BESS Model # : NULL, Battery System (BS) Manufacturer : Alpha-ESS, Battery System (BS) Model # : SMILE5-BAT, Number of BESS/BS in system : 3, Inverter manufacturer : GoodWe, Inverter model # : GW3648-EM, Smart controller/meter manufacturer : NULL, Smart controller/meter model # : NULL, Current sensor manufacturer : NULL, Current sensor model # : NULL, Other major component manufacturer : NULL, Other major component model # : NULL, Other major component manufacturer : NULL, Other major component model # : NULL, Battery Brand : Alpha-ESS, SystemId : 200
Date Added : 27-Mar-19, Reference # : HBS1263, HBS designation : Alpha-ESS Smile-GW-5048-EM (GW5048-EM inverter + 1xSMILE5-BAT), Inverter Capacity (Var) : 5000, Useable capacity (kWh) : 5.5, BESS manufacturer : NULL, BESS Model # : NULL, Battery System (BS) Manufacturer : Alpha-ESS, Battery System (BS) Model # : SMILE5-BAT, Number of BESS/BS in system : 1, Inverter manufacturer : GoodWe, Inverter model # : GW5048-EM, Smart controller/meter manufacturer : NULL, Smart controller/meter model # : NULL, Current sensor manufacturer : NULL, Current sensor model # : NULL, Other major component manufacturer : NULL, Other major component model # : NULL, Other major component manufacturer : NULL, Other major component model # : NULL, Battery Brand : Alpha-ESS, SystemId : 189
Date Added : 27-Mar-19, Reference # : HBS1264, HBS designation : Alpha-ESS Smile-GW-5048-EM (GW5048-EM inverter + 2xSMILE5-BAT), Inverter Capacity (Var) : 5000, Useable capacity (kWh) : 11, BESS manufacturer : NULL, BESS Model # : NULL, Battery System (BS) Manufacturer : Alpha-ESS, Battery System (BS) Model # : SMILE5-BAT, Number of BESS/BS in system : 2, Inverter manufacturer : GoodWe, Inverter model # : GW5048-EM, Smart controller/meter manufacturer : NULL, Smart controller/meter model # : NULL, Current sensor manufacturer : NULL, Current sensor model # : NULL, Other major component manufacturer : NULL, Other major component model # : NULL, Other major component manufacturer : NULL, Other major component model # : NULL, Battery Brand : Alpha-ESS, SystemId : 190
Date Added : 27-Mar-19, Reference # : HBS1265, HBS designation : Alpha-ESS Smile-GW-5048-EM (GW5048-EM inverter + 3xSMILE5-BAT), Inverter Capacity (Var) : 5000, Useable capacity (kWh) : 16.5, BESS manufacturer : NULL, BESS Model # : NULL, Battery System (BS) Manufacturer : Alpha-ESS, Battery System (BS) Model # : SMILE5-BAT, Number of BESS/BS in system : 3, Inverter manufacturer : GoodWe, Inverter model # : GW5048-EM, Smart controller/meter manufacturer : NULL, Smart controller/meter model # : NULL, Current sensor manufacturer : NULL, Current sensor model # : NULL, Other major component manufacturer : NULL, Other major component model # : NULL, Other major component manufacturer : NULL, Other major component model # : NULL, Battery Brand : Alpha-ESS, SystemId : 191
Date Added : 27-Mar-19, Reference # : HBS1266, HBS designation : Alpha-ESS Smile-GW-5048D-ES (GW5048D-ES inverter + 1xSMILE5-BAT), Inverter Capacity (Var) : 4950, Useable capacity (kWh) : 5.5, BESS manufacturer : NULL, BESS Model # : NULL, Battery System (BS) Manufacturer : Alpha-ESS, Battery System (BS) Model # : SMILE5-BAT, Number of BESS/BS in system : 1, Inverter manufacturer : GoodWe, Inverter model # : GW5048D-ES, Smart controller/meter manufacturer : NULL, Smart controller/meter model # : NULL, Current sensor manufacturer : NULL, Current sensor model # : NULL, Other major component manufacturer : NULL, Other major component model # : NULL, Other major component manufacturer : NULL, Other major component model # : NULL, Battery Brand : Alpha-ESS, SystemId : 192
Date Added : 27-Mar-19, Reference # : HBS1267, HBS designation : Alpha-ESS Smile-GW-5048D-ES (GW5048D-ES inverter + 2xSMILE5-BAT), Inverter Capacity (Var) : 4950, Useable capacity (kWh) : 11, BESS manufacturer : NULL, BESS Model # : NULL, Battery System (BS) Manufacturer : Alpha-ESS, Battery System (BS) Model # : SMILE5-BAT, Number of BESS/BS in system : 2, Inverter manufacturer : GoodWe, Inverter model # : GW5048D-ES, Smart controller/meter manufacturer : NULL, Smart controller/meter model # : NULL, Current sensor manufacturer : NULL, Current sensor model # : NULL, Other major component manufacturer : NULL, Other major component model # : NULL, Other major component manufacturer : NULL, Other major component model # : NULL, Battery Brand : Alpha-ESS, SystemId : 193
Date Added : 27-Mar-19, Reference # : HBS1268, HBS designation : Alpha-ESS Smile-GW-5048D-ES (GW5048D-ES inverter + 3xSMILE5-BAT), Inverter Capacity (Var) : 4950, Useable capacity (kWh) : 16.5, BESS manufacturer : NULL, BESS Model # : NULL, Battery System (BS) Manufacturer : Alpha-ESS, Battery System (BS) Model # : SMILE5-BAT, Number of BESS/BS in system : 3, Inverter manufacturer : GoodWe, Inverter model # : GW5048D-ES, Smart controller/meter manufacturer : NULL, Smart controller/meter model # : NULL, Current sensor manufacturer : NULL, Current sensor model # : NULL, Other major component manufacturer : NULL, Other major component model # : NULL, Other major component manufacturer : NULL, Other major component model # : NULL, Battery Brand : Alpha-ESS, SystemId : 194
Date Added : 29-Mar-19, Reference # : HBS1279, HBS designation : Sungrow SBP4K8 w/ Sungrow SH5K-20 inverter, Inverter Capacity (Var) : 5000, Useable capacity (kWh) : 4.6, BESS manufacturer : NULL, BESS Model # : NULL, Battery System (BS) Manufacturer : Sungrow, Battery System (BS) Model # : SBP4K8, Number of BESS/BS in system : 1, Inverter manufacturer : Sungrow, Inverter model # : SH5K-20, Smart controller/meter manufacturer : NULL, Smart controller/meter model # : NULL, Current sensor manufacturer : NULL, Current sensor model # : NULL, Other major component manufacturer : NULL, Other major component model # : NULL, Other major component manufacturer : NULL, Other major component model # : NULL, Battery Brand : Sungrow, SystemId : 201
Date Added : 29-Mar-19, Reference # : HBS1280, HBS designation : Sungrow SBP4K8 (2 off) w/ Sungrow SH5K-20 inverter, Inverter Capacity (Var) : 5000, Useable capacity (kWh) : 9.2, BESS manufacturer : NULL, BESS Model # : NULL, Battery System (BS) Manufacturer : Sungrow, Battery System (BS) Model # : SBP4K8, Number of BESS/BS in system : 2, Inverter manufacturer : Sungrow, Inverter model # : SH5K-20, Smart controller/meter manufacturer : NULL, Smart controller/meter model # : NULL, Current sensor manufacturer : NULL, Current sensor model # : NULL, Other major component manufacturer : NULL, Other major component model # : NULL, Other major component manufacturer : NULL, Other major component model # : NULL, Battery Brand : Sungrow, SystemId : 202
Date Added : 29-Mar-19, Reference # : HBS1281, HBS designation : Sungrow SBP4K8 (3 off) w/ Sungrow SH5K-20 inverter, Inverter Capacity (Var) : 5000, Useable capacity (kWh) : 13.8, BESS manufacturer : NULL, BESS Model # : NULL, Battery System (BS) Manufacturer : Sungrow, Battery System (BS) Model # : SBP4K8, Number of BESS/BS in system : 3, Inverter manufacturer : Sungrow, Inverter model # : SH5K-20, Smart controller/meter manufacturer : NULL, Smart controller/meter model # : NULL, Current sensor manufacturer : NULL, Current sensor model # : NULL, Other major component manufacturer : NULL, Other major component model # : NULL, Other major component manufacturer : NULL, Other major component model # : NULL, Battery Brand : Sungrow, SystemId : 203
Date Added : 04-Apr-19, Reference # : HBS1289, HBS designation : LG Chem RESU13 w/ Goodwe GW5048D-ES inverter, Inverter Capacity (Var) : 4950, Useable capacity (kWh) : 12.4, BESS manufacturer : NULL, BESS Model # : NULL, Battery System (BS) Manufacturer : LGChem, Battery System (BS) Model # : RESU13, Number of BESS/BS in system : 1, Inverter manufacturer : Goodwe, Inverter model # : GW5048D-ES, Smart controller/meter manufacturer : NULL, Smart controller/meter model # : NULL, Current sensor manufacturer : NULL, Current sensor model # : NULL, Other major component manufacturer : NULL, Other major component model # : NULL, Other major component manufacturer : NULL, Other major component model # : NULL, Battery Brand : LGChem, SystemId : 204
Date Added : 12-Apr-19, Reference # : HBS1291, HBS designation : LG Chem RESU13 w/ Goodwe GW5048-EM inverter, Inverter Capacity (Var) : 5000, Useable capacity (kWh) : 12.4, BESS manufacturer : NULL, BESS Model # : NULL, Battery System (BS) Manufacturer : LGChem, Battery System (BS) Model # : RESU13, Number of BESS/BS in system : 1, Inverter manufacturer : Goodwe, Inverter model # : GW5048-EM, Smart controller/meter manufacturer : NULL, Smart controller/meter model # : NULL, Current sensor manufacturer : NULL, Current sensor model # : NULL, Other major component manufacturer : NULL, Other major component model # : NULL, Other major component manufacturer : NULL, Other major component model # : NULL, Battery Brand : LGChem, SystemId : 205
Date Added : 12-Apr-19, Reference # : HBS1292, HBS designation : LG Chem RESU13 w/ Goodwe GW3648-EM inverter, Inverter Capacity (Var) : 3680, Useable capacity (kWh) : 12.4, BESS manufacturer : NULL, BESS Model # : NULL, Battery System (BS) Manufacturer : LGChem, Battery System (BS) Model # : RESU13, Number of BESS/BS in system : 1, Inverter manufacturer : Goodwe, Inverter model # : GW3648-EM, Smart controller/meter manufacturer : NULL, Smart controller/meter model # : NULL, Current sensor manufacturer : NULL, Current sensor model # : NULL, Other major component manufacturer : NULL, Other major component model # : NULL, Other major component manufacturer : NULL, Other major component model # : NULL, Battery Brand : LGChem, SystemId : 206
Date Added : 12-Apr-19, Reference # : HBS1293, HBS designation : LG Chem RESU13 w/ Goodwe GW3048-EM inverter, Inverter Capacity (Var) : 3000, Useable capacity (kWh) : 12.4, BESS manufacturer : NULL, BESS Model # : NULL, Battery System (BS) Manufacturer : LGChem, Battery System (BS) Model # : RESU13, Number of BESS/BS in system : 1, Inverter manufacturer : Goodwe, Inverter model # : GW3048-EM, Smart controller/meter manufacturer : NULL, Smart controller/meter model # : NULL, Current sensor manufacturer : NULL, Current sensor model # : NULL, Other major component manufacturer : NULL, Other major component model # : NULL, Other major component manufacturer : NULL, Other major component model # : NULL, Battery Brand : LGChem, SystemId : 207
Date Added : 12-Apr-19, Reference # : HBS1294, HBS designation : LG Chem RESU13 w/ Goodwe GW3600S-BP inverter, Inverter Capacity (Var) : 3680, Useable capacity (kWh) : 12.4, BESS manufacturer : NULL, BESS Model # : NULL, Battery System (BS) Manufacturer : LGChem, Battery System (BS) Model # : RESU13, Number of BESS/BS in system : 1, Inverter manufacturer : Goodwe, Inverter model # : GW3600S-BP, Smart controller/meter manufacturer : NULL, Smart controller/meter model # : NULL, Current sensor manufacturer : NULL, Current sensor model # : NULL, Other major component manufacturer : NULL, Other major component model # : NULL, Other major component manufacturer : NULL, Other major component model # : NULL, Battery Brand : LGChem, SystemId : 208
Date Added : 12-Apr-19, Reference # : HBS1295, HBS designation : LG Chem RESU13 w/ Goodwe GW5000S-BP inverter, Inverter Capacity (Var) : 5000, Useable capacity (kWh) : 12.4, BESS manufacturer : NULL, BESS Model # : NULL, Battery System (BS) Manufacturer : LGChem, Battery System (BS) Model # : RESU13, Number of BESS/BS in system : 1, Inverter manufacturer : Goodwe, Inverter model # : GW5000S-BP, Smart controller/meter manufacturer : NULL, Smart controller/meter model # : NULL, Current sensor manufacturer : NULL, Current sensor model # : NULL, Other major component manufacturer : NULL, Other major component model # : NULL, Other major component manufacturer : NULL, Other major component model # : NULL, Battery Brand : LGChem, SystemId : 209
Date Added : 14-May-19, Reference # : HBS1296, HBS designation : Dyness B4850 w/ GoodWe GW5000S-BP inverter, Inverter Capacity (Var) : 5000, Useable capacity (kWh) : 2.2, BESS manufacturer : NULL, BESS Model # : NULL, Battery System (BS) Manufacturer : Dyness, Battery System (BS) Model # : B4850, Number of BESS/BS in system : 1, Inverter manufacturer : Goodwe, Inverter model # : GW5000S-BP, Smart controller/meter manufacturer : NULL, Smart controller/meter model # : NULL, Current sensor manufacturer : NULL, Current sensor model # : NULL, Other major component manufacturer : NULL, Other major component model # : NULL, Other major component manufacturer : NULL, Other major component model # : NULL, Battery Brand : Dyness, SystemId : 219
Date Added : 14-May-19, Reference # : HBS1297, HBS designation : Dyness B4850 (2 off) w/ GoodWe GW5000S-BP inverter (AC coupled), Inverter Capacity (Var) : 5000, Useable capacity (kWh) : 4.4, BESS manufacturer : NULL, BESS Model # : NULL, Battery System (BS) Manufacturer : Dyness, Battery System (BS) Model # : B4850, Number of BESS/BS in system : 2, Inverter manufacturer : Goodwe, Inverter model # : GW5000S-BP, Smart controller/meter manufacturer : NULL, Smart controller/meter model # : NULL, Current sensor manufacturer : NULL, Current sensor model # : NULL, Other major component manufacturer : NULL, Other major component model # : NULL, Other major component manufacturer : NULL, Other major component model # : NULL, Battery Brand : Dyness, SystemId : 220
Date Added : 14-May-19, Reference # : HBS1298, HBS designation : Dyness B4850 (3 off) w/ GoodWe GW5000S-BP inverter (AC coupled), Inverter Capacity (Var) : 5000, Useable capacity (kWh) : 6.6, BESS manufacturer : NULL, BESS Model # : NULL, Battery System (BS) Manufacturer : Dyness, Battery System (BS) Model # : B4850, Number of BESS/BS in system : 3, Inverter manufacturer : Goodwe, Inverter model # : GW5000S-BP, Smart controller/meter manufacturer : NULL, Smart controller/meter model # : NULL, Current sensor manufacturer : NULL, Current sensor model # : NULL, Other major component manufacturer : NULL, Other major component model # : NULL, Other major component manufacturer : NULL, Other major component model # : NULL, Battery Brand : Dyness, SystemId : 221
Date Added : 14-May-19, Reference # : HBS1299, HBS designation : Dyness B4850 (4 off) w/ GoodWe GW5000S-BP inverter (AC coupled), Inverter Capacity (Var) : 5000, Useable capacity (kWh) : 8.8, BESS manufacturer : NULL, BESS Model # : NULL, Battery System (BS) Manufacturer : Dyness, Battery System (BS) Model # : B4850, Number of BESS/BS in system : 4, Inverter manufacturer : Goodwe, Inverter model # : GW5000S-BP, Smart controller/meter manufacturer : NULL, Smart controller/meter model # : NULL, Current sensor manufacturer : NULL, Current sensor model # : NULL, Other major component manufacturer : NULL, Other major component model # : NULL, Other major component manufacturer : NULL, Other major component model # : NULL, Battery Brand : Dyness, SystemId : 222
Date Added : 14-May-19, Reference # : HBS1300, HBS designation : Dyness B4850 (5 off) w/ GoodWe GW5000S-BP inverter (AC coupled), Inverter Capacity (Var) : 5000, Useable capacity (kWh) : 11, BESS manufacturer : NULL, BESS Model # : NULL, Battery System (BS) Manufacturer : Dyness, Battery System (BS) Model # : B4850, Number of BESS/BS in system : 5, Inverter manufacturer : Goodwe, Inverter model # : GW5000S-BP, Smart controller/meter manufacturer : NULL, Smart controller/meter model # : NULL, Current sensor manufacturer : NULL, Current sensor model # : NULL, Other major component manufacturer : NULL, Other major component model # : NULL, Other major component manufacturer : NULL, Other major component model # : NULL, Battery Brand : Dyness, SystemId : 223
Date Added : 14-May-19, Reference # : HBS1301, HBS designation : Dyness B4850 w/ GoodWe GW5048-EM inverter, Inverter Capacity (Var) : 5000, Useable capacity (kWh) : 2.2, BESS manufacturer : NULL, BESS Model # : NULL, Battery System (BS) Manufacturer : Dyness, Battery System (BS) Model # : B4850, Number of BESS/BS in system : 1, Inverter manufacturer : Goodwe, Inverter model # : GW5048-EM, Smart controller/meter manufacturer : NULL, Smart controller/meter model # : NULL, Current sensor manufacturer : NULL, Current sensor model # : NULL, Other major component manufacturer : NULL, Other major component model # : NULL, Other major component manufacturer : NULL, Other major component model # : NULL, Battery Brand : Dyness, SystemId : 224
Date Added : 14-May-19, Reference # : HBS1302, HBS designation : Dyness B4850 (2 off) w/ GoodWe GW5048-EM inverter, Inverter Capacity (Var) : 5000, Useable capacity (kWh) : 4.4, BESS manufacturer : NULL, BESS Model # : NULL, Battery System (BS) Manufacturer : Dyness, Battery System (BS) Model # : B4850, Number of BESS/BS in system : 2, Inverter manufacturer : Goodwe, Inverter model # : GW5048-EM, Smart controller/meter manufacturer : NULL, Smart controller/meter model # : NULL, Current sensor manufacturer : NULL, Current sensor model # : NULL, Other major component manufacturer : NULL, Other major component model # : NULL, Other major component manufacturer : NULL, Other major component model # : NULL, Battery Brand : Dyness, SystemId : 225
Date Added : 14-May-19, Reference # : HBS1303, HBS designation : Dyness B4850 (3 off) w/ GoodWe GW5048-EM inverter, Inverter Capacity (Var) : 5000, Useable capacity (kWh) : 6.6, BESS manufacturer : NULL, BESS Model # : NULL, Battery System (BS) Manufacturer : Dyness, Battery System (BS) Model # : B4850, Number of BESS/BS in system : 3, Inverter manufacturer : Goodwe, Inverter model # : GW5048-EM, Smart controller/meter manufacturer : NULL, Smart controller/meter model # : NULL, Current sensor manufacturer : NULL, Current sensor model # : NULL, Other major component manufacturer : NULL, Other major component model # : NULL, Other major component manufacturer : NULL, Other major component model # : NULL, Battery Brand : Dyness, SystemId : 226
Date Added : 14-May-19, Reference # : HBS1304, HBS designation : Dyness B4850 (4 off) w/ GoodWe GW5048-EM inverter, Inverter Capacity (Var) : 5000, Useable capacity (kWh) : 8.8, BESS manufacturer : NULL, BESS Model # : NULL, Battery System (BS) Manufacturer : Dyness, Battery System (BS) Model # : B4850, Number of BESS/BS in system : 4, Inverter manufacturer : Goodwe, Inverter model # : GW5048-EM, Smart controller/meter manufacturer : NULL, Smart controller/meter model # : NULL, Current sensor manufacturer : NULL, Current sensor model # : NULL, Other major component manufacturer : NULL, Other major component model # : NULL, Other major component manufacturer : NULL, Other major component model # : NULL, Battery Brand : Dyness, SystemId : 227
Date Added : 14-May-19, Reference # : HBS1305, HBS designation : Dyness B4850 (5 off) w/ GoodWe GW5048-EM inverter, Inverter Capacity (Var) : 5000, Useable capacity (kWh) : 11, BESS manufacturer : NULL, BESS Model # : NULL, Battery System (BS) Manufacturer : Dyness, Battery System (BS) Model # : B4850, Number of BESS/BS in system : 5, Inverter manufacturer : Goodwe, Inverter model # : GW5048-EM, Smart controller/meter manufacturer : NULL, Smart controller/meter model # : NULL, Current sensor manufacturer : NULL, Current sensor model # : NULL, Other major component manufacturer : NULL, Other major component model # : NULL, Other major component manufacturer : NULL, Other major component model # : NULL, Battery Brand : Dyness, SystemId : 228
Date Added : 14-May-19, Reference # : HBS1306, HBS designation : Dyness PowerBox F-2.5 w/ GoodWe GW5000S-BP inverter (AC coupled), Inverter Capacity (Var) : 5000, Useable capacity (kWh) : 2.2, BESS manufacturer : NULL, BESS Model # : NULL, Battery System (BS) Manufacturer : Dyness, Battery System (BS) Model # : PowerBox F-2.5, Number of BESS/BS in system : 1, Inverter manufacturer : Goodwe, Inverter model # : GW5000S-BP, Smart controller/meter manufacturer : NULL, Smart controller/meter model # : NULL, Current sensor manufacturer : NULL, Current sensor model # : NULL, Other major component manufacturer : NULL, Other major component model # : NULL, Other major component manufacturer : NULL, Other major component model # : NULL, Battery Brand : Dyness, SystemId : 229
Date Added : 14-May-19, Reference # : HBS1307, HBS designation : Dyness PowerBox F-5 w/ GoodWe GW5000S-BP inverter (AC coupled), Inverter Capacity (Var) : 5000, Useable capacity (kWh) : 4.3, BESS manufacturer : NULL, BESS Model # : NULL, Battery System (BS) Manufacturer : Dyness, Battery System (BS) Model # : PowerBox F-5, Number of BESS/BS in system : 1, Inverter manufacturer : Goodwe, Inverter model # : GW5000S-BP, Smart controller/meter manufacturer : NULL, Smart controller/meter model # : NULL, Current sensor manufacturer : NULL, Current sensor model # : NULL, Other major component manufacturer : NULL, Other major component model # : NULL, Other major component manufacturer : NULL, Other major component model # : NULL, Battery Brand : Dyness, SystemId : 230
Date Added : 14-May-19, Reference # : HBS1308, HBS designation : Dyness PowerBox F-7.5 w/ GoodWe GW5000S-BP inverter (AC coupled), Inverter Capacity (Var) : 5000, Useable capacity (kWh) : 6.5, BESS manufacturer : NULL, BESS Model # : NULL, Battery System (BS) Manufacturer : Dyness, Battery System (BS) Model # : PowerBox F-7.5, Number of BESS/BS in system : 1, Inverter manufacturer : Goodwe, Inverter model # : GW5000S-BP, Smart controller/meter manufacturer : NULL, Smart controller/meter model # : NULL, Current sensor manufacturer : NULL, Current sensor model # : NULL, Other major component manufacturer : NULL, Other major component model # : NULL, Other major component manufacturer : NULL, Other major component model # : NULL, Battery Brand : Dyness, SystemId : 231
Date Added : 14-May-19, Reference # : HBS1309, HBS designation : Dyness PowerBox F-10 w/ GoodWe GW5000S-BP inverter (AC coupled), Inverter Capacity (Var) : 5000, Useable capacity (kWh) : 8.6, BESS manufacturer : NULL, BESS Model # : NULL, Battery System (BS) Manufacturer : Dyness, Battery System (BS) Model # : PowerBox F-10, Number of BESS/BS in system : 1, Inverter manufacturer : Goodwe, Inverter model # : GW5000S-BP, Smart controller/meter manufacturer : NULL, Smart controller/meter model # : NULL, Current sensor manufacturer : NULL, Current sensor model # : NULL, Other major component manufacturer : NULL, Other major component model # : NULL, Other major component manufacturer : NULL, Other major component model # : NULL, Battery Brand : Dyness, SystemId : 232
Date Added : 14-May-19, Reference # : HBS1310, HBS designation : Dyness PowerBox F-2.5 w/ GoodWe GW5048-EM inverter, Inverter Capacity (Var) : 5000, Useable capacity (kWh) : 2.2, BESS manufacturer : NULL, BESS Model # : NULL, Battery System (BS) Manufacturer : Dyness, Battery System (BS) Model # : PowerBox F-2.5, Number of BESS/BS in system : 1, Inverter manufacturer : Goodwe, Inverter model # : GW5048-EM, Smart controller/meter manufacturer : NULL, Smart controller/meter model # : NULL, Current sensor manufacturer : NULL, Current sensor model # : NULL, Other major component manufacturer : NULL, Other major component model # : NULL, Other major component manufacturer : NULL, Other major component model # : NULL, Battery Brand : Dyness, SystemId : 233
Date Added : 14-May-19, Reference # : HBS1311, HBS designation : Dyness PowerBox F-5 w/ GoodWe GW5048-EM inverter, Inverter Capacity (Var) : 5000, Useable capacity (kWh) : 4.3, BESS manufacturer : NULL, BESS Model # : NULL, Battery System (BS) Manufacturer : Dyness, Battery System (BS) Model # : PowerBox F-5, Number of BESS/BS in system : 1, Inverter manufacturer : Goodwe, Inverter model # : GW5048-EM, Smart controller/meter manufacturer : NULL, Smart controller/meter model # : NULL, Current sensor manufacturer : NULL, Current sensor model # : NULL, Other major component manufacturer : NULL, Other major component model # : NULL, Other major component manufacturer : NULL, Other major component model # : NULL, Battery Brand : Dyness, SystemId : 234
Date Added : 14-May-19, Reference # : HBS1312, HBS designation : Dyness PowerBox F-7.5 w/ GoodWe GW5048-EM inverter, Inverter Capacity (Var) : 5000, Useable capacity (kWh) : 6.5, BESS manufacturer : NULL, BESS Model # : NULL, Battery System (BS) Manufacturer : Dyness, Battery System (BS) Model # : PowerBox F-7.5, Number of BESS/BS in system : 1, Inverter manufacturer : Goodwe, Inverter model # : GW5048-EM, Smart controller/meter manufacturer : NULL, Smart controller/meter model # : NULL, Current sensor manufacturer : NULL, Current sensor model # : NULL, Other major component manufacturer : NULL, Other major component model # : NULL, Other major component manufacturer : NULL, Other major component model # : NULL, Battery Brand : Dyness, SystemId : 235
Date Added : 14-May-19, Reference # : HBS1313, HBS designation : Dyness PowerBox F-10 w/ GoodWe GW5048-EM inverter, Inverter Capacity (Var) : 5000, Useable capacity (kWh) : 8.6, BESS manufacturer : NULL, BESS Model # : NULL, Battery System (BS) Manufacturer : Dyness, Battery System (BS) Model # : PowerBox F-10, Number of BESS/BS in system : 1, Inverter manufacturer : Goodwe, Inverter model # : GW5048-EM, Smart controller/meter manufacturer : NULL, Smart controller/meter model # : NULL, Current sensor manufacturer : NULL, Current sensor model # : NULL, Other major component manufacturer : NULL, Other major component model # : NULL, Other major component manufacturer : NULL, Other major component model # : NULL, Battery Brand : Dyness, SystemId : 236
Date Added : 14-May-19, Reference # : HBS1235, HBS designation : SENEC.Home V2 Li 2.5, Inverter Capacity (Var) : 1000, Useable capacity (kWh) : 2.5, BESS manufacturer : Deutsche Energieversorgung GmbH, BESS Model # : SENEC.Home V2 Li 2.5, Battery System (BS) Manufacturer : NULL, Battery System (BS) Model # : NULL, Number of BESS/BS in system : 1, Inverter manufacturer : NULL, Inverter model # : NULL, Smart controller/meter manufacturer : NULL, Smart controller/meter model # : NULL, Current sensor manufacturer : NULL, Current sensor model # : NULL, Other major component manufacturer : NULL, Other major component model # : NULL, Other major component manufacturer : NULL, Other major component model # : NULL, Battery Brand : SENEC, SystemId : 215
Date Added : 14-May-19, Reference # : HBS1236, HBS designation : SENEC.Home V2 Li 5.0, Inverter Capacity (Var) : 2000, Useable capacity (kWh) : 5, BESS manufacturer : Deutsche Energieversorgung GmbH, BESS Model # : SENEC.Home V2 Li 5.0, Battery System (BS) Manufacturer : NULL, Battery System (BS) Model # : NULL, Number of BESS/BS in system : 1, Inverter manufacturer : NULL, Inverter model # : NULL, Smart controller/meter manufacturer : NULL, Smart controller/meter model # : NULL, Current sensor manufacturer : NULL, Current sensor model # : NULL, Other major component manufacturer : NULL, Other major component model # : NULL, Other major component manufacturer : NULL, Other major component model # : NULL, Battery Brand : SENEC, SystemId : 216
Date Added : 14-May-19, Reference # : HBS1237, HBS designation : SENEC.Home V2 Li 7.5, Inverter Capacity (Var) : 2250, Useable capacity (kWh) : 7.5, BESS manufacturer : Deutsche Energieversorgung GmbH, BESS Model # : SENEC.Home V2 Li 7.5, Battery System (BS) Manufacturer : NULL, Battery System (BS) Model # : NULL, Number of BESS/BS in system : 1, Inverter manufacturer : NULL, Inverter model # : NULL, Smart controller/meter manufacturer : NULL, Smart controller/meter model # : NULL, Current sensor manufacturer : NULL, Current sensor model # : NULL, Other major component manufacturer : NULL, Other major component model # : NULL, Other major component manufacturer : NULL, Other major component model # : NULL, Battery Brand : SENEC, SystemId : 217
Date Added : 14-May-19, Reference # : HBS1238, HBS designation : SENEC.Home V2 Li 10, Inverter Capacity (Var) : 2250, Useable capacity (kWh) : 10, BESS manufacturer : Deutsche Energieversorgung GmbH, BESS Model # : SENEC.Home V2 Li 10, Battery System (BS) Manufacturer : NULL, Battery System (BS) Model # : NULL, Number of BESS/BS in system : 1, Inverter manufacturer : NULL, Inverter model # : NULL, Smart controller/meter manufacturer : NULL, Smart controller/meter model # : NULL, Current sensor manufacturer : NULL, Current sensor model # : NULL, Other major component manufacturer : NULL, Other major component model # : NULL, Other major component manufacturer : NULL, Other major component model # : NULL, Battery Brand : SENEC, SystemId : 218
Date Added : 04-Jul-19, Reference # : HBS1332, HBS designation : Alpha-ESS eStore-GW5048-EM-10.3 (GW5048-EM inverter + 1xeSTORE-BAT-10.3), Inverter Capacity (Var) : 5000, Useable capacity (kWh) : 9.3, BESS manufacturer : NULL, BESS Model # : NULL, Battery System (BS) Manufacturer : Alpha-ESS, Battery System (BS) Model # : eSTORE-BAT-10.3, Number of BESS/BS in system : 1, Inverter manufacturer : GoodWe, Inverter model # : GW5048-EM, Smart controller/meter manufacturer : NULL, Smart controller/meter model # : NULL, Current sensor manufacturer : NULL, Current sensor model # : NULL, Other major component manufacturer : NULL, Other major component model # : NULL, Other major component manufacturer : NULL, Other major component model # : NULL, Battery Brand : Alpha-ESS, SystemId : 237
Date Added : 04-Jul-19, Reference # : HBS1333, HBS designation : Alpha-ESS eStore-GW5048-EM-20.6 (GW5048-EM inverter + 2xeSTORE-BAT-10.3), Inverter Capacity (Var) : 5000, Useable capacity (kWh) : 18.6, BESS manufacturer : NULL, BESS Model # : NULL, Battery System (BS) Manufacturer : Alpha-ESS, Battery System (BS) Model # : eSTORE-BAT-10.3, Number of BESS/BS in system : 2, Inverter manufacturer : GoodWe, Inverter model # : GW5048-EM, Smart controller/meter manufacturer : NULL, Smart controller/meter model # : NULL, Current sensor manufacturer : NULL, Current sensor model # : NULL, Other major component manufacturer : NULL, Other major component model # : NULL, Other major component manufacturer : NULL, Other major component model # : NULL, Battery Brand : Alpha-ESS, SystemId : 238
Date Added : 04-Jul-19, Reference # : HBS1334, HBS designation : Alpha-ESS eStore-GW5048D-ES-10.3 (GW5048D-ES inverter + 1xeSTORE-BAT-10.3), Inverter Capacity (Var) : 4950, Useable capacity (kWh) : 9.3, BESS manufacturer : NULL, BESS Model # : NULL, Battery System (BS) Manufacturer : Alpha-ESS, Battery System (BS) Model # : eSTORE-BAT-10.3, Number of BESS/BS in system : 1, Inverter manufacturer : GoodWe, Inverter model # : GW5048D-ES, Smart controller/meter manufacturer : NULL, Smart controller/meter model # : NULL, Current sensor manufacturer : NULL, Current sensor model # : NULL, Other major component manufacturer : NULL, Other major component model # : NULL, Other major component manufacturer : NULL, Other major component model # : NULL, Battery Brand : Alpha-ESS, SystemId : 239
Date Added : 04-Jul-19, Reference # : HBS1335, HBS designation : Alpha-ESS eStore -GW5048D-ES-20.6 (GW5048D-ES inverter + 2xeSTORE-BAT-10.3), Inverter Capacity (Var) : 4950, Useable capacity (kWh) : 18.6, BESS manufacturer : NULL, BESS Model # : NULL, Battery System (BS) Manufacturer : Alpha-ESS, Battery System (BS) Model # : eSTORE-BAT-10.3, Number of BESS/BS in system : 2, Inverter manufacturer : GoodWe, Inverter model # : GW5048D-ES, Smart controller/meter manufacturer : NULL, Smart controller/meter model # : NULL, Current sensor manufacturer : NULL, Current sensor model # : NULL, Other major component manufacturer : NULL, Other major component model # : NULL, Other major component manufacturer : NULL, Other major component model # : NULL, Battery Brand : Alpha-ESS, SystemId : 240
Date Added : 04-Jul-19, Reference # : HBS1336, HBS designation : Alpha-ESS eStore-GW5000S-BP-10.3 (GW5000S-BP inverter + 1xeSTORE-BAT-10.3), Inverter Capacity (Var) : 5000, Useable capacity (kWh) : 9.3, BESS manufacturer : NULL, BESS Model # : NULL, Battery System (BS) Manufacturer : Alpha-ESS, Battery System (BS) Model # : eSTORE-BAT-10.3, Number of BESS/BS in system : 1, Inverter manufacturer : GoodWe, Inverter model # : GW5000S-BP, Smart controller/meter manufacturer : NULL, Smart controller/meter model # : NULL, Current sensor manufacturer : NULL, Current sensor model # : NULL, Other major component manufacturer : NULL, Other major component model # : NULL, Other major component manufacturer : NULL, Other major component model # : NULL, Battery Brand : Alpha-ESS, SystemId : 241
Date Added : 04-Jul-19, Reference # : HBS1337, HBS designation : Alpha-ESS eStore-GW5000S-BP-20.6 (GW5000S-BP inverter + 2xeSTORE-BAT-10.3), Inverter Capacity (Var) : 5000, Useable capacity (kWh) : 18.6, BESS manufacturer : NULL, BESS Model # : NULL, Battery System (BS) Manufacturer : Alpha-ESS, Battery System (BS) Model # : eSTORE-BAT-10.3, Number of BESS/BS in system : 2, Inverter manufacturer : GoodWe, Inverter model # : GW5000S-BP, Smart controller/meter manufacturer : NULL, Smart controller/meter model # : NULL, Current sensor manufacturer : NULL, Current sensor model # : NULL, Other major component manufacturer : NULL, Other major component model # : NULL, Other major component manufacturer : NULL, Other major component model # : NULL, Battery Brand : Alpha-ESS, SystemId : 242
Date Added : 09-Jul-19, Reference # : HBS1338, HBS designation : Alpha-ESS Storion SMILE5 10.3 (SMILE5-INV + 1xSMILE-BAT-10.3P), Inverter Capacity (Var) : 4600, Useable capacity (kWh) : 9.3, BESS manufacturer : NULL, BESS Model # : NULL, Battery System (BS) Manufacturer : Alpha-ESS, Battery System (BS) Model # : SMILE-BAT-10.3P, Number of BESS/BS in system : 1, Inverter manufacturer : Alpha-ESS, Inverter model # : SMILE5-INV, Smart controller/meter manufacturer : NULL, Smart controller/meter model # : NULL, Current sensor manufacturer : NULL, Current sensor model # : NULL, Other major component manufacturer : NULL, Other major component model # : NULL, Other major component manufacturer : NULL, Other major component model # : NULL, Battery Brand : Alpha-ESS, SystemId : 243
Date Added : 09-Jul-19, Reference # : HBS1339, HBS designation : Alpha-ESS Storion SMILE5 20.6 (SMILE5-INV + 2xSMILE-BAT-10.3P), Inverter Capacity (Var) : 4600, Useable capacity (kWh) : 18.6, BESS manufacturer : NULL, BESS Model # : NULL, Battery System (BS) Manufacturer : Alpha-ESS, Battery System (BS) Model # : SMILE-BAT-10.3P, Number of BESS/BS in system : 2, Inverter manufacturer : Alpha-ESS, Inverter model # : SMILE5-INV, Smart controller/meter manufacturer : NULL, Smart controller/meter model # : NULL, Current sensor manufacturer : NULL, Current sensor model # : NULL, Other major component manufacturer : Alpha-ESS, Other major component model # : 10.3P BAT Expansion Box, Other major component manufacturer : NULL, Other major component model # : NULL, Battery Brand : Alpha-ESS, SystemId : 244
Date Added : 10-Jul-19, Reference # : HBS1342, HBS designation : BYD B-Box L 3.5(Au) w/ GoodWe GW5048D-ES inverter, Inverter Capacity (Var) : 4950, Useable capacity (kWh) : 3.5, BESS manufacturer : NULL, BESS Model # : NULL, Battery System (BS) Manufacturer : BYD, Battery System (BS) Model # : B-Box L 3.5(Au), Number of BESS/BS in system : 1, Inverter manufacturer : GoodWe, Inverter model # : GW5048D-ES, Smart controller/meter manufacturer : NULL, Smart controller/meter model # : NULL, Current sensor manufacturer : NULL, Current sensor model # : NULL, Other major component manufacturer : NULL, Other major component model # : NULL, Other major component manufacturer : NULL, Other major component model # : NULL, Battery Brand : BYD, SystemId : 245
Date Added : 10-Jul-19, Reference # : HBS1343, HBS designation : BYD B-Box L 3.5(Au) w/ GoodWe GW3048-EM inverter, Inverter Capacity (Var) : 3000, Useable capacity (kWh) : 3.5, BESS manufacturer : NULL, BESS Model # : NULL, Battery System (BS) Manufacturer : BYD, Battery System (BS) Model # : B-Box L 3.5(Au), Number of BESS/BS in system : 1, Inverter manufacturer : GoodWe, Inverter model # : GW3048-EM, Smart controller/meter manufacturer : NULL, Smart controller/meter model # : NULL, Current sensor manufacturer : NULL, Current sensor model # : NULL, Other major component manufacturer : NULL, Other major component model # : NULL, Other major component manufacturer : NULL, Other major component model # : NULL, Battery Brand : BYD, SystemId : 246
Date Added : 10-Jul-19, Reference # : HBS1344, HBS designation : BYD B-Box L 3.5(Au) w/ GoodWe GW3648-EM inverter, Inverter Capacity (Var) : 3680, Useable capacity (kWh) : 3.5, BESS manufacturer : NULL, BESS Model # : NULL, Battery System (BS) Manufacturer : BYD, Battery System (BS) Model # : B-Box L 3.5(Au), Number of BESS/BS in system : 1, Inverter manufacturer : GoodWe, Inverter model # : GW3648-EM, Smart controller/meter manufacturer : NULL, Smart controller/meter model # : NULL, Current sensor manufacturer : NULL, Current sensor model # : NULL, Other major component manufacturer : NULL, Other major component model # : NULL, Other major component manufacturer : NULL, Other major component model # : NULL, Battery Brand : BYD, SystemId : 247
Date Added : 10-Jul-19, Reference # : HBS1345, HBS designation : BYD B-Box L 3.5(Au) w/ GoodWe GW5048-EM inverter, Inverter Capacity (Var) : 5000, Useable capacity (kWh) : 3.5, BESS manufacturer : NULL, BESS Model # : NULL, Battery System (BS) Manufacturer : BYD, Battery System (BS) Model # : B-Box L 3.5(Au), Number of BESS/BS in system : 1, Inverter manufacturer : GoodWe, Inverter model # : GW5048-EM, Smart controller/meter manufacturer : NULL, Smart controller/meter model # : NULL, Current sensor manufacturer : NULL, Current sensor model # : NULL, Other major component manufacturer : NULL, Other major component model # : NULL, Other major component manufacturer : NULL, Other major component model # : NULL, Battery Brand : BYD, SystemId : 248
Date Added : 10-Jul-19, Reference # : HBS1346, HBS designation : BYD B-Box L 3.5(Au) w/ GoodWe GW5000S-BP inverter, Inverter Capacity (Var) : 5000, Useable capacity (kWh) : 3.5, BESS manufacturer : NULL, BESS Model # : NULL, Battery System (BS) Manufacturer : BYD, Battery System (BS) Model # : B-Box L 3.5(Au), Number of BESS/BS in system : 1, Inverter manufacturer : GoodWe, Inverter model # : GW5000S-BP, Smart controller/meter manufacturer : NULL, Smart controller/meter model # : NULL, Current sensor manufacturer : NULL, Current sensor model # : NULL, Other major component manufacturer : NULL, Other major component model # : NULL, Other major component manufacturer : NULL, Other major component model # : NULL, Battery Brand : BYD, SystemId : 249
Date Added : 10-Jul-19, Reference # : HBS1347, HBS designation : BYD B-Box L 7(Au) w/ GoodWe GW5048D-ES inverter, Inverter Capacity (Var) : 4950, Useable capacity (kWh) : 7, BESS manufacturer : NULL, BESS Model # : NULL, Battery System (BS) Manufacturer : BYD, Battery System (BS) Model # : B-Box L 7(Au), Number of BESS/BS in system : 1, Inverter manufacturer : GoodWe, Inverter model # : GW5048D-ES, Smart controller/meter manufacturer : NULL, Smart controller/meter model # : NULL, Current sensor manufacturer : NULL, Current sensor model # : NULL, Other major component manufacturer : NULL, Other major component model # : NULL, Other major component manufacturer : NULL, Other major component model # : NULL, Battery Brand : BYD, SystemId : 250
Date Added : 10-Jul-19, Reference # : HBS1348, HBS designation : BYD B-Box L 7(Au) w/ GoodWe GW3048-EM inverter, Inverter Capacity (Var) : 3000, Useable capacity (kWh) : 7, BESS manufacturer : NULL, BESS Model # : NULL, Battery System (BS) Manufacturer : BYD, Battery System (BS) Model # : B-Box L 7(Au), Number of BESS/BS in system : 1, Inverter manufacturer : GoodWe, Inverter model # : GW3048-EM, Smart controller/meter manufacturer : NULL, Smart controller/meter model # : NULL, Current sensor manufacturer : NULL, Current sensor model # : NULL, Other major component manufacturer : NULL, Other major component model # : NULL, Other major component manufacturer : NULL, Other major component model # : NULL, Battery Brand : BYD, SystemId : 251
Date Added : 10-Jul-19, Reference # : HBS1349, HBS designation : BYD B-Box L 7(Au) w/ GoodWe GW3648-EM inverter, Inverter Capacity (Var) : 3680, Useable capacity (kWh) : 7, BESS manufacturer : NULL, BESS Model # : NULL, Battery System (BS) Manufacturer : BYD, Battery System (BS) Model # : B-Box L 7(Au), Number of BESS/BS in system : 1, Inverter manufacturer : GoodWe, Inverter model # : GW3648-EM, Smart controller/meter manufacturer : NULL, Smart controller/meter model # : NULL, Current sensor manufacturer : NULL, Current sensor model # : NULL, Other major component manufacturer : NULL, Other major component model # : NULL, Other major component manufacturer : NULL, Other major component model # : NULL, Battery Brand : BYD, SystemId : 252
Date Added : 10-Jul-19, Reference # : HBS1350, HBS designation : BYD B-Box L 7(Au) w/ GoodWe GW5048-EM inverter, Inverter Capacity (Var) : 5000, Useable capacity (kWh) : 7, BESS manufacturer : NULL, BESS Model # : NULL, Battery System (BS) Manufacturer : BYD, Battery System (BS) Model # : B-Box L 7(Au), Number of BESS/BS in system : 1, Inverter manufacturer : GoodWe, Inverter model # : GW5048-EM, Smart controller/meter manufacturer : NULL, Smart controller/meter model # : NULL, Current sensor manufacturer : NULL, Current sensor model # : NULL, Other major component manufacturer : NULL, Other major component model # : NULL, Other major component manufacturer : NULL, Other major component model # : NULL, Battery Brand : BYD, SystemId : 253
Date Added : 10-Jul-19, Reference # : HBS1351, HBS designation : BYD B-Box L 7(Au) w/ GoodWe GW5000S-BP inverter, Inverter Capacity (Var) : 5000, Useable capacity (kWh) : 7, BESS manufacturer : NULL, BESS Model # : NULL, Battery System (BS) Manufacturer : BYD, Battery System (BS) Model # : B-Box L 7(Au), Number of BESS/BS in system : 1, Inverter manufacturer : GoodWe, Inverter model # : GW5000S-BP, Smart controller/meter manufacturer : NULL, Smart controller/meter model # : NULL, Current sensor manufacturer : NULL, Current sensor model # : NULL, Other major component manufacturer : NULL, Other major component model # : NULL, Other major component manufacturer : NULL, Other major component model # : NULL, Battery Brand : BYD, SystemId : 254
Date Added : 10-Jul-19, Reference # : HBS1352, HBS designation : BYD B-Box L 10.5(Au) w/ GoodWe GW5048D-ES inverter, Inverter Capacity (Var) : 4950, Useable capacity (kWh) : 10.5, BESS manufacturer : NULL, BESS Model # : NULL, Battery System (BS) Manufacturer : BYD, Battery System (BS) Model # : B-Box L 10.5(Au), Number of BESS/BS in system : 1, Inverter manufacturer : GoodWe, Inverter model # : GW5048D-ES, Smart controller/meter manufacturer : NULL, Smart controller/meter model # : NULL, Current sensor manufacturer : NULL, Current sensor model # : NULL, Other major component manufacturer : NULL, Other major component model # : NULL, Other major component manufacturer : NULL, Other major component model # : NULL, Battery Brand : BYD, SystemId : 255
Date Added : 10-Jul-19, Reference # : HBS1353, HBS designation : BYD B-Box L 10.5(Au) w/ GoodWe GW3048-EM inverter, Inverter Capacity (Var) : 3000, Useable capacity (kWh) : 10.5, BESS manufacturer : NULL, BESS Model # : NULL, Battery System (BS) Manufacturer : BYD, Battery System (BS) Model # : B-Box L 10.5(Au), Number of BESS/BS in system : 1, Inverter manufacturer : GoodWe, Inverter model # : GW3048-EM, Smart controller/meter manufacturer : NULL, Smart controller/meter model # : NULL, Current sensor manufacturer : NULL, Current sensor model # : NULL, Other major component manufacturer : NULL, Other major component model # : NULL, Other major component manufacturer : NULL, Other major component model # : NULL, Battery Brand : BYD, SystemId : 256
Date Added : 10-Jul-19, Reference # : HBS1354, HBS designation : BYD B-Box L 10.5(Au) w/ GoodWe GW3648-EM inverter, Inverter Capacity (Var) : 3680, Useable capacity (kWh) : 10.5, BESS manufacturer : NULL, BESS Model # : NULL, Battery System (BS) Manufacturer : BYD, Battery System (BS) Model # : B-Box L 10.5(Au), Number of BESS/BS in system : 1, Inverter manufacturer : GoodWe, Inverter model # : GW3648-EM, Smart controller/meter manufacturer : NULL, Smart controller/meter model # : NULL, Current sensor manufacturer : NULL, Current sensor model # : NULL, Other major component manufacturer : NULL, Other major component model # : NULL, Other major component manufacturer : NULL, Other major component model # : NULL, Battery Brand : BYD, SystemId : 257
Date Added : 10-Jul-19, Reference # : HBS1355, HBS designation : BYD B-Box L 10.5(Au) w/ GoodWe GW5048-EM inverter, Inverter Capacity (Var) : 5000, Useable capacity (kWh) : 10.5, BESS manufacturer : NULL, BESS Model # : NULL, Battery System (BS) Manufacturer : BYD, Battery System (BS) Model # : B-Box L 10.5(Au), Number of BESS/BS in system : 1, Inverter manufacturer : GoodWe, Inverter model # : GW5048-EM, Smart controller/meter manufacturer : NULL, Smart controller/meter model # : NULL, Current sensor manufacturer : NULL, Current sensor model # : NULL, Other major component manufacturer : NULL, Other major component model # : NULL, Other major component manufacturer : NULL, Other major component model # : NULL, Battery Brand : BYD, SystemId : 258
Date Added : 10-Jul-19, Reference # : HBS1356, HBS designation : BYD B-Box L 10.5(Au) w/ GoodWe GW5000S-BP inverter, Inverter Capacity (Var) : 5000, Useable capacity (kWh) : 10.5, BESS manufacturer : NULL, BESS Model # : NULL, Battery System (BS) Manufacturer : BYD, Battery System (BS) Model # : B-Box L 10.5(Au), Number of BESS/BS in system : 1, Inverter manufacturer : GoodWe, Inverter model # : GW5000S-BP, Smart controller/meter manufacturer : NULL, Smart controller/meter model # : NULL, Current sensor manufacturer : NULL, Current sensor model # : NULL, Other major component manufacturer : NULL, Other major component model # : NULL, Other major component manufacturer : NULL, Other major component model # : NULL, Battery Brand : BYD, SystemId : 259
Date Added : 10-Jul-19, Reference # : HBS1357, HBS designation : BYD B-Box L 14(Au) w/ GoodWe GW5048D-ES inverter, Inverter Capacity (Var) : 4950, Useable capacity (kWh) : 14, BESS manufacturer : NULL, BESS Model # : NULL, Battery System (BS) Manufacturer : BYD, Battery System (BS) Model # : B-Box L 14(Au), Number of BESS/BS in system : 1, Inverter manufacturer : GoodWe, Inverter model # : GW5048D-ES, Smart controller/meter manufacturer : NULL, Smart controller/meter model # : NULL, Current sensor manufacturer : NULL, Current sensor model # : NULL, Other major component manufacturer : NULL, Other major component model # : NULL, Other major component manufacturer : NULL, Other major component model # : NULL, Battery Brand : BYD, SystemId : 260
Date Added : 10-Jul-19, Reference # : HBS1358, HBS designation : BYD B-Box L 14(Au) w/ GoodWe GW3048-EM inverter, Inverter Capacity (Var) : 3000, Useable capacity (kWh) : 14, BESS manufacturer : NULL, BESS Model # : NULL, Battery System (BS) Manufacturer : BYD, Battery System (BS) Model # : B-Box L 14(Au), Number of BESS/BS in system : 1, Inverter manufacturer : GoodWe, Inverter model # : GW3048-EM, Smart controller/meter manufacturer : NULL, Smart controller/meter model # : NULL, Current sensor manufacturer : NULL, Current sensor model # : NULL, Other major component manufacturer : NULL, Other major component model # : NULL, Other major component manufacturer : NULL, Other major component model # : NULL, Battery Brand : BYD, SystemId : 261
Date Added : 10-Jul-19, Reference # : HBS1359, HBS designation : BYD B-Box L 14(Au) w/ GoodWe GW3648-EM inverter, Inverter Capacity (Var) : 3680, Useable capacity (kWh) : 14, BESS manufacturer : NULL, BESS Model # : NULL, Battery System (BS) Manufacturer : BYD, Battery System (BS) Model # : B-Box L 14(Au), Number of BESS/BS in system : 1, Inverter manufacturer : GoodWe, Inverter model # : GW3648-EM, Smart controller/meter manufacturer : NULL, Smart controller/meter model # : NULL, Current sensor manufacturer : NULL, Current sensor model # : NULL, Other major component manufacturer : NULL, Other major component model # : NULL, Other major component manufacturer : NULL, Other major component model # : NULL, Battery Brand : BYD, SystemId : 262
Date Added : 10-Jul-19, Reference # : HBS1360, HBS designation : BYD B-Box L 14(Au) w/ GoodWe GW5048-EM inverter, Inverter Capacity (Var) : 5000, Useable capacity (kWh) : 14, BESS manufacturer : NULL, BESS Model # : NULL, Battery System (BS) Manufacturer : BYD, Battery System (BS) Model # : B-Box L 14(Au), Number of BESS/BS in system : 1, Inverter manufacturer : GoodWe, Inverter model # : GW5048-EM, Smart controller/meter manufacturer : NULL, Smart controller/meter model # : NULL, Current sensor manufacturer : NULL, Current sensor model # : NULL, Other major component manufacturer : NULL, Other major component model # : NULL, Other major component manufacturer : NULL, Other major component model # : NULL, Battery Brand : BYD, SystemId : 263
Date Added : 10-Jul-19, Reference # : HBS1361, HBS designation : BYD B-Box L 14(Au) w/ GoodWe GW5000S-BP inverter, Inverter Capacity (Var) : 5000, Useable capacity (kWh) : 14, BESS manufacturer : NULL, BESS Model # : NULL, Battery System (BS) Manufacturer : BYD, Battery System (BS) Model # : B-Box L 14(Au), Number of BESS/BS in system : 1, Inverter manufacturer : GoodWe, Inverter model # : GW5000S-BP, Smart controller/meter manufacturer : NULL, Smart controller/meter model # : NULL, Current sensor manufacturer : NULL, Current sensor model # : NULL, Other major component manufacturer : NULL, Other major component model # : NULL, Other major component manufacturer : NULL, Other major component model # : NULL, Battery Brand : BYD, SystemId : 264
Date Added : 10-Jul-19, Reference # : HBS1362, HBS designation : BYD B-Box L 3.5(Au) w/ Selectronic SPMC481-AU inverter charger, Select.live, Inverter Capacity (Var) : 5000, Useable capacity (kWh) : 3.5, BESS manufacturer : NULL, BESS Model # : NULL, Battery System (BS) Manufacturer : BYD, Battery System (BS) Model # : B-Box L 3.5(Au), Number of BESS/BS in system : 1, Inverter manufacturer : Selectronic Australia Pty Ltd, Inverter model # : SPMC481-AU, Smart controller/meter manufacturer : Selectronic Australia Pty Ltd, Smart controller/meter model # : Select.live, Current sensor manufacturer : NULL, Current sensor model # : NULL, Other major component manufacturer : NULL, Other major component model # : NULL, Other major component manufacturer : NULL, Other major component model # : NULL, Battery Brand : BYD, SystemId : 265
Date Added : 10-Jul-19, Reference # : HBS1363, HBS designation : BYD B-Box L 3.5(Au) w/ Selectronic SPMC482-AU inverter charger, Select.live, Inverter Capacity (Var) : 7500, Useable capacity (kWh) : 3.5, BESS manufacturer : NULL, BESS Model # : NULL, Battery System (BS) Manufacturer : BYD, Battery System (BS) Model # : B-Box L 3.5(Au), Number of BESS/BS in system : 1, Inverter manufacturer : Selectronic Australia Pty Ltd, Inverter model # : SPMC482-AU, Smart controller/meter manufacturer : Selectronic Australia Pty Ltd, Smart controller/meter model # : Select.live, Current sensor manufacturer : NULL, Current sensor model # : NULL, Other major component manufacturer : NULL, Other major component model # : NULL, Other major component manufacturer : NULL, Other major component model # : NULL, Battery Brand : BYD, SystemId : 266
Date Added : 10-Jul-19, Reference # : HBS1364, HBS designation : BYD B-Box L 7(Au) w/ Selectronic SPMC481-AU inverter charger, Select.live, Inverter Capacity (Var) : 5000, Useable capacity (kWh) : 7, BESS manufacturer : NULL, BESS Model # : NULL, Battery System (BS) Manufacturer : BYD, Battery System (BS) Model # : B-Box L 7(Au), Number of BESS/BS in system : 1, Inverter manufacturer : Selectronic Australia Pty Ltd, Inverter model # : SPMC481-AU, Smart controller/meter manufacturer : Selectronic Australia Pty Ltd, Smart controller/meter model # : Select.live, Current sensor manufacturer : NULL, Current sensor model # : NULL, Other major component manufacturer : NULL, Other major component model # : NULL, Other major component manufacturer : NULL, Other major component model # : NULL, Battery Brand : BYD, SystemId : 267
Date Added : 10-Jul-19, Reference # : HBS1365, HBS designation : BYD B-Box L 7(Au) w/ Selectronic SPMC482-AU inverter charger, Select.live, Inverter Capacity (Var) : 7500, Useable capacity (kWh) : 7, BESS manufacturer : NULL, BESS Model # : NULL, Battery System (BS) Manufacturer : BYD, Battery System (BS) Model # : B-Box L 7(Au), Number of BESS/BS in system : 1, Inverter manufacturer : Selectronic Australia Pty Ltd, Inverter model # : SPMC482-AU, Smart controller/meter manufacturer : Selectronic Australia Pty Ltd, Smart controller/meter model # : Select.live, Current sensor manufacturer : NULL, Current sensor model # : NULL, Other major component manufacturer : NULL, Other major component model # : NULL, Other major component manufacturer : NULL, Other major component model # : NULL, Battery Brand : BYD, SystemId : 268
Date Added : 10-Jul-19, Reference # : HBS1366, HBS designation : BYD B-Box L 10.5(Au) w/ Selectronic SPMC481-AU inverter charger, Select.live, Inverter Capacity (Var) : 5000, Useable capacity (kWh) : 10.5, BESS manufacturer : NULL, BESS Model # : NULL, Battery System (BS) Manufacturer : BYD, Battery System (BS) Model # : B-Box L 10.5(Au), Number of BESS/BS in system : 1, Inverter manufacturer : Selectronic Australia Pty Ltd, Inverter model # : SPMC481-AU, Smart controller/meter manufacturer : Selectronic Australia Pty Ltd, Smart controller/meter model # : Select.live, Current sensor manufacturer : NULL, Current sensor model # : NULL, Other major component manufacturer : NULL, Other major component model # : NULL, Other major component manufacturer : NULL, Other major component model # : NULL, Battery Brand : BYD, SystemId : 269
Date Added : 10-Jul-19, Reference # : HBS1367, HBS designation : BYD B-Box L 10.5(Au) w/ Selectronic SPMC482-AU inverter charger, Select.live, Inverter Capacity (Var) : 7500, Useable capacity (kWh) : 10.5, BESS manufacturer : NULL, BESS Model # : NULL, Battery System (BS) Manufacturer : BYD, Battery System (BS) Model # : B-Box L 10.5(Au), Number of BESS/BS in system : 1, Inverter manufacturer : Selectronic Australia Pty Ltd, Inverter model # : SPMC482-AU, Smart controller/meter manufacturer : Selectronic Australia Pty Ltd, Smart controller/meter model # : Select.live, Current sensor manufacturer : NULL, Current sensor model # : NULL, Other major component manufacturer : NULL, Other major component model # : NULL, Other major component manufacturer : NULL, Other major component model # : NULL, Battery Brand : BYD, SystemId : 270
Date Added : 10-Jul-19, Reference # : HBS1368, HBS designation : BYD B-Box L 14(Au) w/ Selectronic SPMC481-AU inverter charger, Select.live, Inverter Capacity (Var) : 5000, Useable capacity (kWh) : 14, BESS manufacturer : NULL, BESS Model # : NULL, Battery System (BS) Manufacturer : BYD, Battery System (BS) Model # : B-Box L 14(Au), Number of BESS/BS in system : 1, Inverter manufacturer : Selectronic Australia Pty Ltd, Inverter model # : SPMC481-AU, Smart controller/meter manufacturer : Selectronic Australia Pty Ltd, Smart controller/meter model # : Select.live, Current sensor manufacturer : NULL, Current sensor model # : NULL, Other major component manufacturer : NULL, Other major component model # : NULL, Other major component manufacturer : NULL, Other major component model # : NULL, Battery Brand : BYD, SystemId : 271
Date Added : 10-Jul-19, Reference # : HBS1369, HBS designation : BYD B-Box L 14(Au) w/ Selectronic SPMC482-AU inverter charger, Select.live, Inverter Capacity (Var) : 7500, Useable capacity (kWh) : 14, BESS manufacturer : NULL, BESS Model # : NULL, Battery System (BS) Manufacturer : BYD, Battery System (BS) Model # : B-Box L 14(Au), Number of BESS/BS in system : 1, Inverter manufacturer : Selectronic Australia Pty Ltd, Inverter model # : SPMC482-AU, Smart controller/meter manufacturer : Selectronic Australia Pty Ltd, Smart controller/meter model # : Select.live, Current sensor manufacturer : NULL, Current sensor model # : NULL, Other major component manufacturer : NULL, Other major component model # : NULL, Other major component manufacturer : NULL, Other major component model # : NULL, Battery Brand : BYD, SystemId : 272
Date Added : 19-Jul-19, Reference # : HBS1382, HBS designation : Alpha-ESS Storion-SMILE-B3 (HIVE), Inverter Capacity (Var) : 3000, Useable capacity (kWh) : 2.8, BESS manufacturer : Alpha-ESS, BESS Model # : Storion-SMILE-B3, Battery System (BS) Manufacturer : NULL, Battery System (BS) Model # : NULL, Number of BESS/BS in system : 1, Inverter manufacturer : NULL, Inverter model # : NULL, Smart controller/meter manufacturer : NULL, Smart controller/meter model # : NULL, Current sensor manufacturer : NULL, Current sensor model # : NULL, Other major component manufacturer : NULL, Other major component model # : NULL, Other major component manufacturer : NULL, Other major component model # : NULL, Battery Brand : Alpha-ESS, SystemId : 273
Date Added : 19-Jul-19, Reference # : HBS1383, HBS designation : Alpha-ESS Storion-SMILE-B3 (HIVE) (1xM4856-P battery expansion), Inverter Capacity (Var) : 3000, Useable capacity (kWh) : 5.6, BESS manufacturer : Alpha-ESS, BESS Model # : Storion-SMILE-B3, Battery System (BS) Manufacturer : NULL, Battery System (BS) Model # : NULL, Number of BESS/BS in system : 1, Inverter manufacturer : NULL, Inverter model # : NULL, Smart controller/meter manufacturer : NULL, Smart controller/meter model # : NULL, Current sensor manufacturer : NULL, Current sensor model # : NULL, Other major component manufacturer : Alpha-ESS, Other major component model # : Storion B3 Expansion Kit, Other major component manufacturer : NULL, Other major component model # : M4856-P (1 off), Battery Brand : Alpha-ESS, SystemId : 274
Date Added : 19-Jul-19, Reference # : HBS1384, HBS designation : Alpha-ESS Storion-SMILE-B3 (HIVE) (2xM4856-P battery expansion), Inverter Capacity (Var) : 3000, Useable capacity (kWh) : 8.4, BESS manufacturer : Alpha-ESS, BESS Model # : Storion-SMILE-B3, Battery System (BS) Manufacturer : NULL, Battery System (BS) Model # : NULL, Number of BESS/BS in system : 1, Inverter manufacturer : NULL, Inverter model # : NULL, Smart controller/meter manufacturer : NULL, Smart controller/meter model # : NULL, Current sensor manufacturer : NULL, Current sensor model # : NULL, Other major component manufacturer : Alpha-ESS, Other major component model # : Storion B3 Expansion Kit, Other major component manufacturer : NULL, Other major component model # : M4856-P (2 off), Battery Brand : Alpha-ESS, SystemId : 275
Date Added : 19-Jul-19, Reference # : HBS1385, HBS designation : Alpha-ESS Storion-SMILE-B3 (HIVE) (3xM4856-P battery expansion), Inverter Capacity (Var) : 3000, Useable capacity (kWh) : 11.2, BESS manufacturer : Alpha-ESS, BESS Model # : Storion-SMILE-B3, Battery System (BS) Manufacturer : NULL, Battery System (BS) Model # : NULL, Number of BESS/BS in system : 1, Inverter manufacturer : NULL, Inverter model # : NULL, Smart controller/meter manufacturer : NULL, Smart controller/meter model # : NULL, Current sensor manufacturer : NULL, Current sensor model # : NULL, Other major component manufacturer : Alpha-ESS, Other major component model # : Storion B3 Expansion Kit, Other major component manufacturer : NULL, Other major component model # : M4856-P (3 off), Battery Brand : Alpha-ESS, SystemId : 276
Date Added : 19-Jul-19, Reference # : HBS1386, HBS designation : Alpha-ESS Storion-SMILE-B3 (HIVE) (4xM4856-P battery expansion), Inverter Capacity (Var) : 3000, Useable capacity (kWh) : 14, BESS manufacturer : Alpha-ESS, BESS Model # : Storion-SMILE-B3, Battery System (BS) Manufacturer : NULL, Battery System (BS) Model # : NULL, Number of BESS/BS in system : 1, Inverter manufacturer : NULL, Inverter model # : NULL, Smart controller/meter manufacturer : NULL, Smart controller/meter model # : NULL, Current sensor manufacturer : NULL, Current sensor model # : NULL, Other major component manufacturer : Alpha-ESS, Other major component model # : Storion B3 Expansion Kit, Other major component manufacturer : NULL, Other major component model # : M4856-P (4 off), Battery Brand : Alpha-ESS, SystemId : 277
Date Added : 19-Jul-19, Reference # : HBS1387, HBS designation : Alpha-ESS Storion-SMILE-B3 (HIVE) (5xM4856-P battery expansion), Inverter Capacity (Var) : 3000, Useable capacity (kWh) : 16.8, BESS manufacturer : Alpha-ESS, BESS Model # : Storion-SMILE-B3, Battery System (BS) Manufacturer : NULL, Battery System (BS) Model # : NULL, Number of BESS/BS in system : 1, Inverter manufacturer : NULL, Inverter model # : NULL, Smart controller/meter manufacturer : NULL, Smart controller/meter model # : NULL, Current sensor manufacturer : NULL, Current sensor model # : NULL, Other major component manufacturer : Alpha-ESS, Other major component model # : Storion B3 Expansion Kit, Other major component manufacturer : NULL, Other major component model # : M4856-P (5 off), Battery Brand : Alpha-ESS, SystemId : 278
Date Added : 19-Jul-19, Reference # : HBS1388, HBS designation : Alpha-ESS Storion-SMILE-B3 (Goanna), Inverter Capacity (Var) : 3000, Useable capacity (kWh) : 2.8, BESS manufacturer : Alpha-ESS, BESS Model # : Storion-SMILE-B3, Battery System (BS) Manufacturer : NULL, Battery System (BS) Model # : NULL, Number of BESS/BS in system : 1, Inverter manufacturer : NULL, Inverter model # : NULL, Smart controller/meter manufacturer : NULL, Smart controller/meter model # : NULL, Current sensor manufacturer : NULL, Current sensor model # : NULL, Other major component manufacturer : NULL, Other major component model # : NULL, Other major component manufacturer : NULL, Other major component model # : NULL, Battery Brand : Alpha-ESS, SystemId : 279
Date Added : 19-Jul-19, Reference # : HBS1389, HBS designation : Alpha-ESS Storion-SMILE-B3 (Goanna) (1xM4856-P battery expansion), Inverter Capacity (Var) : 3000, Useable capacity (kWh) : 5.6, BESS manufacturer : Alpha-ESS, BESS Model # : Storion-SMILE-B3, Battery System (BS) Manufacturer : NULL, Battery System (BS) Model # : NULL, Number of BESS/BS in system : 1, Inverter manufacturer : NULL, Inverter model # : NULL, Smart controller/meter manufacturer : NULL, Smart controller/meter model # : NULL, Current sensor manufacturer : NULL, Current sensor model # : NULL, Other major component manufacturer : Alpha-ESS, Other major component model # : Storion B3 Expansion Kit, Other major component manufacturer : NULL, Other major component model # : M4856-P (1 off), Battery Brand : Alpha-ESS, SystemId : 280
Date Added : 19-Jul-19, Reference # : HBS1390, HBS designation : Alpha-ESS Storion-SMILE-B3 (Goanna) (2xM4856-P battery expansion), Inverter Capacity (Var) : 3000, Useable capacity (kWh) : 8.4, BESS manufacturer : Alpha-ESS, BESS Model # : Storion-SMILE-B3, Battery System (BS) Manufacturer : NULL, Battery System (BS) Model # : NULL, Number of BESS/BS in system : 1, Inverter manufacturer : NULL, Inverter model # : NULL, Smart controller/meter manufacturer : NULL, Smart controller/meter model # : NULL, Current sensor manufacturer : NULL, Current sensor model # : NULL, Other major component manufacturer : Alpha-ESS, Other major component model # : Storion B3 Expansion Kit, Other major component manufacturer : NULL, Other major component model # : M4856-P (2 off), Battery Brand : Alpha-ESS, SystemId : 281
Date Added : 19-Jul-19, Reference # : HBS1391, HBS designation : Alpha-ESS Storion-SMILE-B3 (Goanna) (3xM4856-P battery expansion), Inverter Capacity (Var) : 3000, Useable capacity (kWh) : 11.2, BESS manufacturer : Alpha-ESS, BESS Model # : Storion-SMILE-B3, Battery System (BS) Manufacturer : NULL, Battery System (BS) Model # : NULL, Number of BESS/BS in system : 1, Inverter manufacturer : NULL, Inverter model # : NULL, Smart controller/meter manufacturer : NULL, Smart controller/meter model # : NULL, Current sensor manufacturer : NULL, Current sensor model # : NULL, Other major component manufacturer : Alpha-ESS, Other major component model # : Storion B3 Expansion Kit, Other major component manufacturer : NULL, Other major component model # : M4856-P (3 off), Battery Brand : Alpha-ESS, SystemId : 282
Date Added : 19-Jul-19, Reference # : HBS1392, HBS designation : Alpha-ESS Storion-SMILE-B3 (Goanna) (4xM4856-P battery expansion), Inverter Capacity (Var) : 3000, Useable capacity (kWh) : 14, BESS manufacturer : Alpha-ESS, BESS Model # : Storion-SMILE-B3, Battery System (BS) Manufacturer : NULL, Battery System (BS) Model # : NULL, Number of BESS/BS in system : 1, Inverter manufacturer : NULL, Inverter model # : NULL, Smart controller/meter manufacturer : NULL, Smart controller/meter model # : NULL, Current sensor manufacturer : NULL, Current sensor model # : NULL, Other major component manufacturer : Alpha-ESS, Other major component model # : Storion B3 Expansion Kit, Other major component manufacturer : NULL, Other major component model # : M4856-P (4 off), Battery Brand : Alpha-ESS, SystemId : 283
Date Added : 19-Jul-19, Reference # : HBS1393, HBS designation : Alpha-ESS Storion-SMILE-B3 (Goanna) (5xM4856-P battery expansion), Inverter Capacity (Var) : 3000, Useable capacity (kWh) : 16.8, BESS manufacturer : Alpha-ESS, BESS Model # : Storion-SMILE-B3, Battery System (BS) Manufacturer : NULL, Battery System (BS) Model # : NULL, Number of BESS/BS in system : 1, Inverter manufacturer : NULL, Inverter model # : NULL, Smart controller/meter manufacturer : NULL, Smart controller/meter model # : NULL, Current sensor manufacturer : NULL, Current sensor model # : NULL, Other major component manufacturer : Alpha-ESS, Other major component model # : Storion B3 Expansion Kit, Other major component manufacturer : NULL, Other major component model # : M4856-P (5 off), Battery Brand : Alpha-ESS, SystemId : 284
Date Added : 25-Jul-19, Reference # : HBS1394, HBS designation : Redback Smart Hybrid SH4600-Pylontech 4.8 (Pylontech US2000 (2 off) w/ Redback SH4600 inverter, BE9600 enclosure, smart meter), Inverter Capacity (Var) : 4600, Useable capacity (kWh) : 4.4, BESS manufacturer : NULL, BESS Model # : NULL, Battery System (BS) Manufacturer : Pylontech, Battery System (BS) Model # : US2000, Number of BESS/BS in system : 2, Inverter manufacturer : Redback, Inverter model # : SH4600, Smart controller/meter manufacturer : NULL, Smart controller/meter model # : NULL, Current sensor manufacturer : NULL, Current sensor model # : NULL, Other major component manufacturer : Redback, Other major component model # : BE9600, Other major component manufacturer : NULL, Other major component model # : NULL, Battery Brand : Redback, SystemId : 285
Date Added : 25-Jul-19, Reference # : HBS1395, HBS designation : Redback Smart Hybrid SH4600-Pylontech 7.2 (Pylontech US2000 (3 off) w/ Redback SH4600 inverter, BE9600 enclosure, smart meter), Inverter Capacity (Var) : 4600, Useable capacity (kWh) : 6.6, BESS manufacturer : NULL, BESS Model # : NULL, Battery System (BS) Manufacturer : Pylontech, Battery System (BS) Model # : US2000, Number of BESS/BS in system : 3, Inverter manufacturer : Redback, Inverter model # : SH4600, Smart controller/meter manufacturer : NULL, Smart controller/meter model # : NULL, Current sensor manufacturer : NULL, Current sensor model # : NULL, Other major component manufacturer : Redback, Other major component model # : BE9600, Other major component manufacturer : NULL, Other major component model # : NULL, Battery Brand : Redback, SystemId : 286
Date Added : 25-Jul-19, Reference # : HBS1396, HBS designation : Redback Smart Hybrid SH4600-Pylontech 9.6 (Pylontech US2000 (4 off) w/ Redback SH4600 inverter, BE9600 enclosure, smart meter), Inverter Capacity (Var) : 4600, Useable capacity (kWh) : 8.8, BESS manufacturer : NULL, BESS Model # : NULL, Battery System (BS) Manufacturer : Pylontech, Battery System (BS) Model # : US2000, Number of BESS/BS in system : 4, Inverter manufacturer : Redback, Inverter model # : SH4600, Smart controller/meter manufacturer : NULL, Smart controller/meter model # : NULL, Current sensor manufacturer : NULL, Current sensor model # : NULL, Other major component manufacturer : Redback, Other major component model # : BE9600, Other major component manufacturer : NULL, Other major component model # : NULL, Battery Brand : Redback, SystemId : 287
Date Added : 12-Aug-19, Reference # : HBS1061, HBS designation : Maxienergy BG ESS (Goodwe GW5048D-ES inverter, LG Chem RESU10, BG ESS cabinet), Inverter Capacity (Var) : 4950, Useable capacity (kWh) : 8.8, BESS manufacturer : NULL, BESS Model # : NULL, Battery System (BS) Manufacturer : LGChem, Battery System (BS) Model # : RESU10, Number of BESS/BS in system : 1, Inverter manufacturer : Goodwe, Inverter model # : GW5048D-ES, Smart controller/meter manufacturer : NULL, Smart controller/meter model # : NULL, Current sensor manufacturer : NULL, Current sensor model # : NULL, Other major component manufacturer : Maxienergy Australia, Other major component model # : BG ESS cabinet (w/ integrated switchgear), Other major component manufacturer : NULL, Other major component model # : NULL, Battery Brand : LGChem, SystemId : 291
Date Added : 20-Aug-19, Reference # : HBS1397, HBS designation : LG Chem RESU13 (2 off) w/ Goodwe GW5048D-ES inverter, Inverter Capacity (Var) : 4950, Useable capacity (kWh) : 24.8, BESS manufacturer : NULL, BESS Model # : NULL, Battery System (BS) Manufacturer : LGChem, Battery System (BS) Model # : RESU13, Number of BESS/BS in system : 2, Inverter manufacturer : Goodwe, Inverter model # : GW5048D-ES, Smart controller/meter manufacturer : NULL, Smart controller/meter model # : NULL, Current sensor manufacturer : NULL, Current sensor model # : NULL, Other major component manufacturer : LGChem, Other major component model # : RESU Plus, Other major component manufacturer : NULL, Other major component model # : NULL, Battery Brand : LGChem, SystemId : 292
Date Added : 20-Aug-19, Reference # : HBS1398, HBS designation : LG Chem RESU13 (2 off) w/ Goodwe GW5048-EM inverter, Inverter Capacity (Var) : 5000, Useable capacity (kWh) : 24.8, BESS manufacturer : NULL, BESS Model # : NULL, Battery System (BS) Manufacturer : LGChem, Battery System (BS) Model # : RESU13, Number of BESS/BS in system : 2, Inverter manufacturer : Goodwe, Inverter model # : GW5048-EM, Smart controller/meter manufacturer : NULL, Smart controller/meter model # : NULL, Current sensor manufacturer : NULL, Current sensor model # : NULL, Other major component manufacturer : LGChem, Other major component model # : RESU Plus, Other major component manufacturer : NULL, Other major component model # : NULL, Battery Brand : LGChem, SystemId : 293
Date Added : 20-Aug-19, Reference # : HBS1399, HBS designation : LG Chem RESU13 (2 off) w/ Goodwe GW3648-EM inverter, Inverter Capacity (Var) : 3680, Useable capacity (kWh) : 24.8, BESS manufacturer : NULL, BESS Model # : NULL, Battery System (BS) Manufacturer : LGChem, Battery System (BS) Model # : RESU13, Number of BESS/BS in system : 2, Inverter manufacturer : Goodwe, Inverter model # : GW3648-EM, Smart controller/meter manufacturer : NULL, Smart controller/meter model # : NULL, Current sensor manufacturer : NULL, Current sensor model # : NULL, Other major component manufacturer : LGChem, Other major component model # : RESU Plus, Other major component manufacturer : NULL, Other major component model # : NULL, Battery Brand : LGChem, SystemId : 294
Date Added : 20-Aug-19, Reference # : HBS1400, HBS designation : LG Chem RESU13 (2 off) w/ Goodwe GW3048-EM inverter, Inverter Capacity (Var) : 3000, Useable capacity (kWh) : 24.8, BESS manufacturer : NULL, BESS Model # : NULL, Battery System (BS) Manufacturer : LGChem, Battery System (BS) Model # : RESU13, Number of BESS/BS in system : 2, Inverter manufacturer : Goodwe, Inverter model # : GW3048-EM, Smart controller/meter manufacturer : NULL, Smart controller/meter model # : NULL, Current sensor manufacturer : NULL, Current sensor model # : NULL, Other major component manufacturer : LGChem, Other major component model # : RESU Plus, Other major component manufacturer : NULL, Other major component model # : NULL, Battery Brand : LGChem, SystemId : 295
Date Added : 20-Aug-19, Reference # : HBS1401, HBS designation : LG Chem RESU13 (2 off) w/ Goodwe GW3600S-BP inverter, Inverter Capacity (Var) : 3680, Useable capacity (kWh) : 24.8, BESS manufacturer : NULL, BESS Model # : NULL, Battery System (BS) Manufacturer : LGChem, Battery System (BS) Model # : RESU13, Number of BESS/BS in system : 2, Inverter manufacturer : Goodwe, Inverter model # : GW3600S-BP, Smart controller/meter manufacturer : NULL, Smart controller/meter model # : NULL, Current sensor manufacturer : NULL, Current sensor model # : NULL, Other major component manufacturer : LGChem, Other major component model # : RESU Plus, Other major component manufacturer : NULL, Other major component model # : NULL, Battery Brand : LGChem, SystemId : 296
Date Added : 20-Aug-19, Reference # : HBS1402, HBS designation : LG Chem RESU13 (2 off) w/ Goodwe GW5000S-BP inverter, Inverter Capacity (Var) : 5000, Useable capacity (kWh) : 24.8, BESS manufacturer : NULL, BESS Model # : NULL, Battery System (BS) Manufacturer : LGChem, Battery System (BS) Model # : RESU13, Number of BESS/BS in system : 2, Inverter manufacturer : Goodwe, Inverter model # : GW5000S-BP, Smart controller/meter manufacturer : NULL, Smart controller/meter model # : NULL, Current sensor manufacturer : NULL, Current sensor model # : NULL, Other major component manufacturer : LGChem, Other major component model # : RESU Plus, Other major component manufacturer : NULL, Other major component model # : NULL, Battery Brand : LGChem, SystemId : 297
Date Added : 08-Oct-19, Reference # : HBS1340, HBS designation : Alpha-ESS Storion SMILE5 10.1 (SMILE5-INV + 1xSMILE-BAT-10.1P), Inverter Capacity (Var) : 4600, Useable capacity (kWh) : 9.1, BESS manufacturer : NULL, BESS Model # : NULL, Battery System (BS) Manufacturer : Alpha-ESS, Battery System (BS) Model # : SMILE-BAT-10.1P, Number of BESS/BS in system : 1, Inverter manufacturer : Alpha-ESS, Inverter model # : SMILE5-INV, Smart controller/meter manufacturer : NULL, Smart controller/meter model # : NULL, Current sensor manufacturer : NULL, Current sensor model # : NULL, Other major component manufacturer : NULL, Other major component model # : NULL, Other major component manufacturer : NULL, Other major component model # : NULL, Battery Brand : Alpha-ESS, SystemId : 303
Date Added : 08-Oct-19, Reference # : HBS1341, HBS designation : Alpha-ESS Storion SMILE5 20.2 (SMILE5-INV + 2xSMILE-BAT-10.1P), Inverter Capacity (Var) : 4600, Useable capacity (kWh) : 18.2, BESS manufacturer : NULL, BESS Model # : NULL, Battery System (BS) Manufacturer : Alpha-ESS, Battery System (BS) Model # : SMILE-BAT-10.1P, Number of BESS/BS in system : 2, Inverter manufacturer : Alpha-ESS, Inverter model # : SMILE5-INV, Smart controller/meter manufacturer : NULL, Smart controller/meter model # : NULL, Current sensor manufacturer : NULL, Current sensor model # : NULL, Other major component manufacturer : Alpha-ESS, Other major component model # : 10.1P BAT Expansion Box, Other major component manufacturer : NULL, Other major component model # : NULL, Battery Brand : Alpha-ESS, SystemId : 304
Date Added : 08-Oct-19, Reference # : HBS1408, HBS designation : Alpha-ESS eStore-GW5048-EM-10.1 (GW5048-EM inverter + 1xeSTORE-BAT-10.1), Inverter Capacity (Var) : 5000, Useable capacity (kWh) : 9.1, BESS manufacturer : NULL, BESS Model # : NULL, Battery System (BS) Manufacturer : Alpha-ESS, Battery System (BS) Model # : eSTORE-BAT-10.1, Number of BESS/BS in system : 1, Inverter manufacturer : GoodWe, Inverter model # : GW5048-EM, Smart controller/meter manufacturer : NULL, Smart controller/meter model # : NULL, Current sensor manufacturer : NULL, Current sensor model # : NULL, Other major component manufacturer : NULL, Other major component model # : NULL, Other major component manufacturer : NULL, Other major component model # : NULL, Battery Brand : Alpha-ESS, SystemId : 305
Date Added : 08-Oct-19, Reference # : HBS1409, HBS designation : Alpha-ESS eStore-GW5048-EM-20.2 (GW5048-EM inverter + 2xeSTORE-BAT-10.1), Inverter Capacity (Var) : 5000, Useable capacity (kWh) : 18.2, BESS manufacturer : NULL, BESS Model # : NULL, Battery System (BS) Manufacturer : Alpha-ESS, Battery System (BS) Model # : eSTORE-BAT-10.1, Number of BESS/BS in system : 2, Inverter manufacturer : GoodWe, Inverter model # : GW5048-EM, Smart controller/meter manufacturer : NULL, Smart controller/meter model # : NULL, Current sensor manufacturer : NULL, Current sensor model # : NULL, Other major component manufacturer : NULL, Other major component model # : NULL, Other major component manufacturer : NULL, Other major component model # : NULL, Battery Brand : Alpha-ESS, SystemId : 306
Date Added : 08-Oct-19, Reference # : HBS1410, HBS designation : Alpha-ESS eStore-GW5048D-ES-10.1 (GW5048D-ES inverter + 1xeSTORE-BAT-10.1), Inverter Capacity (Var) : 4950, Useable capacity (kWh) : 9.1, BESS manufacturer : NULL, BESS Model # : NULL, Battery System (BS) Manufacturer : Alpha-ESS, Battery System (BS) Model # : eSTORE-BAT-10.1, Number of BESS/BS in system : 1, Inverter manufacturer : GoodWe, Inverter model # : GW5048D-ES, Smart controller/meter manufacturer : NULL, Smart controller/meter model # : NULL, Current sensor manufacturer : NULL, Current sensor model # : NULL, Other major component manufacturer : NULL, Other major component model # : NULL, Other major component manufacturer : NULL, Other major component model # : NULL, Battery Brand : Alpha-ESS, SystemId : 307
Date Added : 08-Oct-19, Reference # : HBS1411, HBS designation : Alpha-ESS eStore -GW5048D-ES-20.2 (GW5048D-ES inverter + 2xeSTORE-BAT-10.1), Inverter Capacity (Var) : 4950, Useable capacity (kWh) : 18.2, BESS manufacturer : NULL, BESS Model # : NULL, Battery System (BS) Manufacturer : Alpha-ESS, Battery System (BS) Model # : eSTORE-BAT-10.1, Number of BESS/BS in system : 2, Inverter manufacturer : GoodWe, Inverter model # : GW5048D-ES, Smart controller/meter manufacturer : NULL, Smart controller/meter model # : NULL, Current sensor manufacturer : NULL, Current sensor model # : NULL, Other major component manufacturer : NULL, Other major component model # : NULL, Other major component manufacturer : NULL, Other major component model # : NULL, Battery Brand : Alpha-ESS, SystemId : 308
Date Added : 08-Oct-19, Reference # : HBS1412, HBS designation : Alpha-ESS eStore-GW5000S-BP-10.1 (GW5000S-BP inverter + 1xeSTORE-BAT-10.1), Inverter Capacity (Var) : 5000, Useable capacity (kWh) : 9.1, BESS manufacturer : NULL, BESS Model # : NULL, Battery System (BS) Manufacturer : Alpha-ESS, Battery System (BS) Model # : eSTORE-BAT-10.1, Number of BESS/BS in system : 1, Inverter manufacturer : GoodWe, Inverter model # : GW5000S-BP, Smart controller/meter manufacturer : NULL, Smart controller/meter model # : NULL, Current sensor manufacturer : NULL, Current sensor model # : NULL, Other major component manufacturer : NULL, Other major component model # : NULL, Other major component manufacturer : NULL, Other major component model # : NULL, Battery Brand : Alpha-ESS, SystemId : 309
Date Added : 08-Oct-19, Reference # : HBS1413, HBS designation : Alpha-ESS eStore-GW5000S-BP-20.2 (GW5000S-BP inverter + 2xeSTORE-BAT-10.1), Inverter Capacity (Var) : 5000, Useable capacity (kWh) : 18.2, BESS manufacturer : NULL, BESS Model # : NULL, Battery System (BS) Manufacturer : Alpha-ESS, Battery System (BS) Model # : eSTORE-BAT-10.1, Number of BESS/BS in system : 2, Inverter manufacturer : GoodWe, Inverter model # : GW5000S-BP, Smart controller/meter manufacturer : NULL, Smart controller/meter model # : NULL, Current sensor manufacturer : NULL, Current sensor model # : NULL, Other major component manufacturer : NULL, Other major component model # : NULL, Other major component manufacturer : NULL, Other major component model # : NULL, Battery Brand : Alpha-ESS, SystemId : 310
Date Added : 08-Oct-19, Reference # : HBS1414, HBS designation : LG Chem RESU10H w/ SMA SBS5.0-10, Reposit Infinite, Inverter Capacity (Var) : 5000, Useable capacity (kWh) : 9.3, BESS manufacturer : NULL, BESS Model # : NULL, Battery System (BS) Manufacturer : LGChem, Battery System (BS) Model # : RESU10H-C, Number of BESS/BS in system : 1, Inverter manufacturer : SMA, Inverter model # : SBS5.0-10, Smart controller/meter manufacturer : Reposit, Smart controller/meter model # : Reposit controller 2.0 series, Current sensor manufacturer : NULL, Current sensor model # : NULL, Other major component manufacturer : Reposit, Other major component model # : Reposit Infinite, Other major component manufacturer : NULL, Other major component model # : NULL, Battery Brand : LGChem, SystemId : 311
Date Added : 08-Oct-19, Reference # : HBS1415, HBS designation : LG Chem RESU10H w/ SMA SBS2.5-1VL-10, Reposit Infinite, Inverter Capacity (Var) : 2500, Useable capacity (kWh) : 9.3, BESS manufacturer : NULL, BESS Model # : NULL, Battery System (BS) Manufacturer : LGChem, Battery System (BS) Model # : RESU10H-C, Number of BESS/BS in system : 1, Inverter manufacturer : SMA, Inverter model # : SBS2.5-1VL-10, Smart controller/meter manufacturer : Reposit, Smart controller/meter model # : Reposit controller 2.0 series, Current sensor manufacturer : NULL, Current sensor model # : NULL, Other major component manufacturer : Reposit, Other major component model # : Reposit Infinite, Other major component manufacturer : NULL, Other major component model # : NULL, Battery Brand : LGChem, SystemId : 312
Date Added : 08-Oct-19, Reference # : HBS1403, HBS designation : Redback Smart Hybrid SH5000-Pylontech 7.1 (Pylontech US3000 Plus (2 off) w/ Redback SH5000 inverter, BE13200 enclosure, smart meter), Inverter Capacity (Var) : 5000, Useable capacity (kWh) : 6.4, BESS manufacturer : NULL, BESS Model # : NULL, Battery System (BS) Manufacturer : Pylontech, Battery System (BS) Model # : US3000, Number of BESS/BS in system : 2, Inverter manufacturer : Redback, Inverter model # : SH5000, Smart controller/meter manufacturer : NULL, Smart controller/meter model # : NULL, Current sensor manufacturer : NULL, Current sensor model # : NULL, Other major component manufacturer : Redback, Other major component model # : BE13200, Other major component manufacturer : NULL, Other major component model # : NULL, Battery Brand : Redback, SystemId : 298
Date Added : 08-Oct-19, Reference # : HBS1404, HBS designation : Redback Smart Hybrid SH5000-Pylontech 6.0 (Pylontech US2000 Plus (1 off) + US3000 (1 off), w/ Redback SH5000 inverter, BE13200 enclosure, smart meter), Inverter Capacity (Var) : 5000, Useable capacity (kWh) : 5.4, BESS manufacturer : NULL, BESS Model # : NULL, Battery System (BS) Manufacturer : Pylontech, Battery System (BS) Model # : US2000 Plus, US3000, Number of BESS/BS in system : 2, Inverter manufacturer : Redback, Inverter model # : SH5000, Smart controller/meter manufacturer : NULL, Smart controller/meter model # : NULL, Current sensor manufacturer : NULL, Current sensor model # : NULL, Other major component manufacturer : Redback, Other major component model # : BE13200, Other major component manufacturer : NULL, Other major component model # : NULL, Battery Brand : Redback, SystemId : 299
Date Added : 08-Oct-19, Reference # : HBS1405, HBS designation : Redback Smart Hybrid SH5000-Pylontech 8.4 (Pylontech US2000 Plus (2 off) + US3000 (1 off), w/ Redback SH5000 inverter, BE13200 enclosure, smart meter), Inverter Capacity (Var) : 5000, Useable capacity (kWh) : 7.6, BESS manufacturer : NULL, BESS Model # : NULL, Battery System (BS) Manufacturer : Pylontech, Battery System (BS) Model # : US2000 Plus, US3000, Number of BESS/BS in system : 3, Inverter manufacturer : Redback, Inverter model # : SH5000, Smart controller/meter manufacturer : NULL, Smart controller/meter model # : NULL, Current sensor manufacturer : NULL, Current sensor model # : NULL, Other major component manufacturer : Redback, Other major component model # : BE13200, Other major component manufacturer : NULL, Other major component model # : NULL, Battery Brand : Redback, SystemId : 300
Date Added : 08-Oct-19, Reference # : HBS1406, HBS designation : Redback Smart Hybrid SH5000-Pylontech 9.5 (Pylontech US2000 Plus (1 off) + US3000 (2 off), w/ Redback SH5000 inverter, BE13200 enclosure, smart meter), Inverter Capacity (Var) : 5000, Useable capacity (kWh) : 8.6, BESS manufacturer : NULL, BESS Model # : NULL, Battery System (BS) Manufacturer : Pylontech, Battery System (BS) Model # : US2000 Plus, US3000, Number of BESS/BS in system : 3, Inverter manufacturer : Redback, Inverter model # : SH5000, Smart controller/meter manufacturer : NULL, Smart controller/meter model # : NULL, Current sensor manufacturer : NULL, Current sensor model # : NULL, Other major component manufacturer : Redback, Other major component model # : BE13200, Other major component manufacturer : NULL, Other major component model # : NULL, Battery Brand : Redback, SystemId : 301
Date Added : 08-Oct-19, Reference # : HBS1407, HBS designation : Redback Smart Hybrid SH5000-Pylontech 11.9 (Pylontech US2000 Plus (2 off) + US3000 (2 off), w/ Redback SH5000 inverter, BE13200 enclosure, smart meter), Inverter Capacity (Var) : 5000, Useable capacity (kWh) : 10.8, BESS manufacturer : NULL, BESS Model # : NULL, Battery System (BS) Manufacturer : Pylontech, Battery System (BS) Model # : US2000 Plus, US3000, Number of BESS/BS in system : 4, Inverter manufacturer : Redback, Inverter model # : SH5000, Smart controller/meter manufacturer : NULL, Smart controller/meter model # : NULL, Current sensor manufacturer : NULL, Current sensor model # : NULL, Other major component manufacturer : Redback, Other major component model # : BE13200, Other major component manufacturer : NULL, Other major component model # : NULL, Battery Brand : Redback, SystemId : 302
Date Added : 16-Oct-19, Reference # : HBS1416, HBS designation : Alpha-ESS SMILE-B5 10.1 (GW5000S inverter + 1xSMILE-BAT-10.1P), Inverter Capacity (Var) : 5000, Useable capacity (kWh) : 9.1, BESS manufacturer : NULL, BESS Model # : NULL, Battery System (BS) Manufacturer : Alpha-ESS, Battery System (BS) Model # : SMILE-BAT-10.1P, Number of BESS/BS in system : 1, Inverter manufacturer : GoodWe, Inverter model # : GW5000S-BP, Smart controller/meter manufacturer : NULL, Smart controller/meter model # : NULL, Current sensor manufacturer : NULL, Current sensor model # : NULL, Other major component manufacturer : NULL, Other major component model # : NULL, Other major component manufacturer : NULL, Other major component model # : NULL, Battery Brand : Alpha-ESS, SystemId : 313
Date Added : 16-Oct-19, Reference # : HBS1418, HBS designation : Alpha-ESS SMILE-B5 10.3 (GW5000S inverter + 1xSMILE-BAT-10.3P), Inverter Capacity (Var) : 5000, Useable capacity (kWh) : 9.3, BESS manufacturer : NULL, BESS Model # : NULL, Battery System (BS) Manufacturer : Alpha-ESS, Battery System (BS) Model # : SMILE-BAT-10.3P, Number of BESS/BS in system : 1, Inverter manufacturer : GoodWe, Inverter model # : GW5000S-BP, Smart controller/meter manufacturer : NULL, Smart controller/meter model # : NULL, Current sensor manufacturer : NULL, Current sensor model # : NULL, Other major component manufacturer : NULL, Other major component model # : NULL, Other major component manufacturer : NULL, Other major component model # : NULL, Battery Brand : Alpha-ESS, SystemId : 315
Date Added : 16-Oct-19, Reference # : HBS1420, HBS designation : Alpha-ESS SMILE-B5 20.2 (GW5000S inverter + 2xSMILE-BAT-10.1P), Inverter Capacity (Var) : 5000, Useable capacity (kWh) : 18.2, BESS manufacturer : NULL, BESS Model # : NULL, Battery System (BS) Manufacturer : Alpha-ESS, Battery System (BS) Model # : SMILE-BAT-10.1P, Number of BESS/BS in system : 2, Inverter manufacturer : GoodWe, Inverter model # : GW5000S-BP, Smart controller/meter manufacturer : NULL, Smart controller/meter model # : NULL, Current sensor manufacturer : NULL, Current sensor model # : NULL, Other major component manufacturer : Alpha-ESS, Other major component model # : 10.1P BAT Expansion Box, Other major component manufacturer : NULL, Other major component model # : NULL, Battery Brand : Alpha-ESS, SystemId : 317
Date Added : 16-Oct-19, Reference # : HBS1422, HBS designation : Alpha-ESS SMILE-B5 20.6 (GW5000S inverter + 2xSMILE-BAT-10.3P), Inverter Capacity (Var) : 5000, Useable capacity (kWh) : 18.6, BESS manufacturer : NULL, BESS Model # : NULL, Battery System (BS) Manufacturer : Alpha-ESS, Battery System (BS) Model # : SMILE-BAT-10.3P, Number of BESS/BS in system : 2, Inverter manufacturer : GoodWe, Inverter model # : GW5000S-BP, Smart controller/meter manufacturer : NULL, Smart controller/meter model # : NULL, Current sensor manufacturer : NULL, Current sensor model # : NULL, Other major component manufacturer : Alpha-ESS, Other major component model # : 10.3P BAT Expansion Box, Other major component manufacturer : NULL, Other major component model # : NULL, Battery Brand : Alpha-ESS, SystemId : 319
Date Added : 22-Oct-19, Reference # : HBS1417, HBS designation : Alpha-ESS SMILE-B3.6 10.1 (GW3600S inverter + 1xSMILE-BAT-10.1P), Inverter Capacity (Var) : 3680, Useable capacity (kWh) : 9.1, BESS manufacturer : NULL, BESS Model # : NULL, Battery System (BS) Manufacturer : Alpha-ESS, Battery System (BS) Model # : SMILE-BAT-10.1P, Number of BESS/BS in system : 1, Inverter manufacturer : GoodWe, Inverter model # : GW3600S-BP, Smart controller/meter manufacturer : NULL, Smart controller/meter model # : NULL, Current sensor manufacturer : NULL, Current sensor model # : NULL, Other major component manufacturer : NULL, Other major component model # : NULL, Other major component manufacturer : NULL, Other major component model # : NULL, Battery Brand : Alpha-ESS, SystemId : 314
Date Added : 22-Oct-19, Reference # : HBS1419, HBS designation : Alpha-ESS SMILE-B3.6 10.3 (GW3600S inverter + 1xSMILE-BAT-10.3P), Inverter Capacity (Var) : 3680, Useable capacity (kWh) : 9.3, BESS manufacturer : NULL, BESS Model # : NULL, Battery System (BS) Manufacturer : Alpha-ESS, Battery System (BS) Model # : SMILE-BAT-10.3P, Number of BESS/BS in system : 1, Inverter manufacturer : GoodWe, Inverter model # : GW3600S-BP, Smart controller/meter manufacturer : NULL, Smart controller/meter model # : NULL, Current sensor manufacturer : NULL, Current sensor model # : NULL, Other major component manufacturer : NULL, Other major component model # : NULL, Other major component manufacturer : NULL, Other major component model # : NULL, Battery Brand : Alpha-ESS, SystemId : 316
Date Added : 22-Oct-19, Reference # : HBS1421, HBS designation : Alpha-ESS SMILE-B3.6 20.2 (GW3600S inverter + 2xSMILE-BAT-10.1P), Inverter Capacity (Var) : 3680, Useable capacity (kWh) : 18.2, BESS manufacturer : NULL, BESS Model # : NULL, Battery System (BS) Manufacturer : Alpha-ESS, Battery System (BS) Model # : SMILE-BAT-10.1P, Number of BESS/BS in system : 2, Inverter manufacturer : GoodWe, Inverter model # : GW3600S-BP, Smart controller/meter manufacturer : NULL, Smart controller/meter model # : NULL, Current sensor manufacturer : NULL, Current sensor model # : NULL, Other major component manufacturer : Alpha-ESS, Other major component model # : 10.1P BAT Expansion Box, Other major component manufacturer : NULL, Other major component model # : NULL, Battery Brand : Alpha-ESS, SystemId : 318
Date Added : 22-Oct-19, Reference # : HBS1423, HBS designation : Alpha-ESS SMILE-B3.6 20.6 (GW3600S inverter + 2xSMILE-BAT-10.3P), Inverter Capacity (Var) : 3680, Useable capacity (kWh) : 18.6, BESS manufacturer : NULL, BESS Model # : NULL, Battery System (BS) Manufacturer : Alpha-ESS, Battery System (BS) Model # : SMILE-BAT-10.3P, Number of BESS/BS in system : 2, Inverter manufacturer : GoodWe, Inverter model # : GW3600S-BP, Smart controller/meter manufacturer : NULL, Smart controller/meter model # : NULL, Current sensor manufacturer : NULL, Current sensor model # : NULL, Other major component manufacturer : Alpha-ESS, Other major component model # : 10.3P BAT Expansion Box, Other major component manufacturer : NULL, Other major component model # : NULL, Battery Brand : Alpha-ESS, SystemId : 320
Date Added : 25-Oct-19, Reference # : HBS1430, HBS designation : Growatt GBLI 6531 (2 off) w/ Growatt SPH5000 inverter, Shinelink, Eastron SDM-230 meter, Inverter Capacity (Var) : 4999, Useable capacity (kWh) : 12, BESS manufacturer : NULL, BESS Model # : NULL, Battery System (BS) Manufacturer : Growatt, Battery System (BS) Model # : GBLI 6531, Number of BESS/BS in system : 2, Inverter manufacturer : Shenzhen Growatt New Energy Technology Co Ltd, Inverter model # : Growatt SPH5000 inverter, Smart controller/meter manufacturer : Eastron, Smart controller/meter model # : SDM-230, Current sensor manufacturer : LEM, Current sensor model # : TOP 90-S10/SP4, Other major component manufacturer : NULL, Other major component model # : NULL, Other major component manufacturer : Shenzhen Growatt New Energy Technology Co Ltd, Other major component model # : Shinelink, Battery Brand : Growatt, SystemId : 321
Date Added : 25-Oct-19, Reference # : HBS1431, HBS designation : Growatt GBLI 6531 (2 off) w/ Growatt SPA 3000TL BL inverter, Shinelink, Eastron SDM-230 meter, Inverter Capacity (Var) : 3000, Useable capacity (kWh) : 12, BESS manufacturer : NULL, BESS Model # : NULL, Battery System (BS) Manufacturer : Growatt, Battery System (BS) Model # : GBLI 6531, Number of BESS/BS in system : 2, Inverter manufacturer : Shenzhen Growatt New Energy Technology Co Ltd, Inverter model # : Growatt SPA 3000TL BL inverter, Smart controller/meter manufacturer : Eastron, Smart controller/meter model # : SDM-230, Current sensor manufacturer : LEM, Current sensor model # : TOP 90-S10/SP4, Other major component manufacturer : NULL, Other major component model # : NULL, Other major component manufacturer : Shenzhen Growatt New Energy Technology Co Ltd, Other major component model # : Shinelink, Battery Brand : Growatt, SystemId : 322
Date Added : 06-Dec-19, Reference # : HBS1446, HBS designation : Green Solutions HOMEE11, SwitchDin 'smart controller', Inverter Capacity (Var) : 4999, Useable capacity (kWh) : 8.3, BESS manufacturer : NULL, BESS Model # : NULL, Battery System (BS) Manufacturer : Green Solutions, Battery System (BS) Model # : HOMEE11, Number of BESS/BS in system : 1, Inverter manufacturer : Shenzhen Growatt New Energy Technology Co Ltd, Inverter model # : Growatt SPH5000 inverter, Smart controller/meter manufacturer : SwitchDIN, Smart controller/meter model # : Droplet, Current sensor manufacturer : NULL, Current sensor model # : NULL, Other major component manufacturer : NULL, Other major component model # : NULL, Other major component manufacturer : NULL, Other major component model # : NULL, Battery Brand : Green Solutions, SystemId : 336
Date Added : 06-Dec-19, Reference # : HBS1435, HBS designation : Growatt GBLI 6531 (1 off) w/ Growatt SPH5000 inverter, Shinelink, Eastron SDM-230 meter, Inverter Capacity (Var) : 4999, Useable capacity (kWh) : 6, BESS manufacturer : NULL, BESS Model # : NULL, Battery System (BS) Manufacturer : Growatt, Battery System (BS) Model # : GBLI 6531, Number of BESS/BS in system : 1, Inverter manufacturer : Shenzhen Growatt New Energy Technology Co Ltd, Inverter model # : Growatt SPH5000 inverter, Smart controller/meter manufacturer : Eastron, Smart controller/meter model # : SDM-230, Current sensor manufacturer : LEM, Current sensor model # : TOP 90-S10/SP4, Other major component manufacturer : NULL, Other major component model # : NULL, Other major component manufacturer : Shenzhen Growatt New Energy Technology Co Ltd, Other major component model # : Shinelink, Battery Brand : Growatt, SystemId : 326
Date Added : 06-Dec-19, Reference # : HBS1436, HBS designation : Growatt GBLI 6531 (1 off) w/ Growatt SPA 3000TL BL inverter, Shinelink, Eastron SDM-230 meter, Inverter Capacity (Var) : 3000, Useable capacity (kWh) : 6, BESS manufacturer : NULL, BESS Model # : NULL, Battery System (BS) Manufacturer : Growatt, Battery System (BS) Model # : GBLI 6531, Number of BESS/BS in system : 1, Inverter manufacturer : Shenzhen Growatt New Energy Technology Co Ltd, Inverter model # : Growatt SPA 3000TL BL inverter, Smart controller/meter manufacturer : Eastron, Smart controller/meter model # : SDM-230, Current sensor manufacturer : LEM, Current sensor model # : TOP 90-S10/SP4, Other major component manufacturer : NULL, Other major component model # : NULL, Other major component manufacturer : Shenzhen Growatt New Energy Technology Co Ltd, Other major component model # : Shinelink, Battery Brand : Growatt, SystemId : 327
Date Added : 06-Dec-19, Reference # : HBS1437, HBS designation : Growatt GBLI 6531 (2 off) w/ Growatt SPH6000 inverter, Shinelink, Eastron SDM-230 meter, Inverter Capacity (Var) : 6000, Useable capacity (kWh) : 12, BESS manufacturer : NULL, BESS Model # : NULL, Battery System (BS) Manufacturer : Growatt, Battery System (BS) Model # : GBLI 6531, Number of BESS/BS in system : 2, Inverter manufacturer : Shenzhen Growatt New Energy Technology Co Ltd, Inverter model # : Growatt SPH6000 inverter, Smart controller/meter manufacturer : Eastron, Smart controller/meter model # : SDM-230, Current sensor manufacturer : LEM, Current sensor model # : TOP 90-S10/SP4, Other major component manufacturer : NULL, Other major component model # : NULL, Other major component manufacturer : Shenzhen Growatt New Energy Technology Co Ltd, Other major component model # : Shinelink, Battery Brand : Growatt, SystemId : 328
Date Added : 06-Dec-19, Reference # : HBS1438, HBS designation : Growatt GBLI 6531 (1 off) w/ Growatt SPH6000 inverter, Shinelink, Eastron SDM-230 meter, Inverter Capacity (Var) : 6000, Useable capacity (kWh) : 6, BESS manufacturer : NULL, BESS Model # : NULL, Battery System (BS) Manufacturer : Growatt, Battery System (BS) Model # : GBLI 6531, Number of BESS/BS in system : 1, Inverter manufacturer : Shenzhen Growatt New Energy Technology Co Ltd, Inverter model # : Growatt SPH6000 inverter, Smart controller/meter manufacturer : Eastron, Smart controller/meter model # : SDM-230, Current sensor manufacturer : LEM, Current sensor model # : TOP 90-S10/SP4, Other major component manufacturer : NULL, Other major component model # : NULL, Other major component manufacturer : Shenzhen Growatt New Energy Technology Co Ltd, Other major component model # : Shinelink, Battery Brand : Growatt, SystemId : 329
Date Added : 06-Dec-19, Reference # : HBS1432, HBS designation : Q CELLS Q.HOME+ ESS HYB G2 4kWh, SwitchDin 'smart controller', Inverter Capacity (Var) : 5000, Useable capacity (kWh) : 3.6, BESS manufacturer : NULL, BESS Model # : NULL, Battery System (BS) Manufacturer : Hanwha Q CELLS & Advanced Materials Corporation, Battery System (BS) Model # : Q.SAVE G2 4kWh B1.1.1, Number of BESS/BS in system : 1, Inverter manufacturer : Hanwha Q CELLS & Advanced Materials Corporation, Inverter model # : Q.VOLT G2 HYB-5kW.1.1, Smart controller/meter manufacturer : SwitchDIN, Smart controller/meter model # : Droplet, Current sensor manufacturer : NULL, Current sensor model # : NULL, Other major component manufacturer : NULL, Other major component model # : NULL, Other major component manufacturer : NULL, Other major component model # : NULL, Battery Brand : Q CELLS, SystemId : 323
Date Added : 06-Dec-19, Reference # : HBS1433, HBS designation : Q CELLS Q.HOME+ ESS HYB G2 8kWh, SwitchDin 'smart controller', Inverter Capacity (Var) : 5000, Useable capacity (kWh) : 7.2, BESS manufacturer : NULL, BESS Model # : NULL, Battery System (BS) Manufacturer : Hanwha Q CELLS & Advanced Materials Corporation, Battery System (BS) Model # : Q.SAVE G2 4kWh B1.1.1, Number of BESS/BS in system : 2, Inverter manufacturer : Hanwha Q CELLS & Advanced Materials Corporation, Inverter model # : Q.VOLT G2 HYB-5kW.1.1, Smart controller/meter manufacturer : SwitchDIN, Smart controller/meter model # : Droplet, Current sensor manufacturer : NULL, Current sensor model # : NULL, Other major component manufacturer : NULL, Other major component model # : NULL, Other major component manufacturer : NULL, Other major component model # : NULL, Battery Brand : Q CELLS, SystemId : 324
Date Added : 06-Dec-19, Reference # : HBS1434, HBS designation : Q CELLS Q.HOME+ ESS HYB G2 12kWh, SwitchDin 'smart controller', Inverter Capacity (Var) : 5000, Useable capacity (kWh) : 10.8, BESS manufacturer : NULL, BESS Model # : NULL, Battery System (BS) Manufacturer : Hanwha Q CELLS & Advanced Materials Corporation, Battery System (BS) Model # : Q.SAVE G2 4kWh B1.1.1, Number of BESS/BS in system : 3, Inverter manufacturer : Hanwha Q CELLS & Advanced Materials Corporation, Inverter model # : Q.VOLT G2 HYB-5kW.1.1, Smart controller/meter manufacturer : SwitchDIN, Smart controller/meter model # : Droplet, Current sensor manufacturer : NULL, Current sensor model # : NULL, Other major component manufacturer : NULL, Other major component model # : NULL, Other major component manufacturer : NULL, Other major component model # : NULL, Battery Brand : Q CELLS, SystemId : 325
Date Added : 06-Dec-19, Reference # : HBS1439, HBS designation : Redearth Sunrise SRS-503, SwitchDin 'smart controller', Inverter Capacity (Var) : 5000, Useable capacity (kWh) : 2.6, BESS manufacturer : Redearth Energy Storage, BESS Model # : SRS-503, Battery System (BS) Manufacturer : NULL, Battery System (BS) Model # : NULL, Number of BESS/BS in system : 1, Inverter manufacturer : NULL, Inverter model # : NULL, Smart controller/meter manufacturer : SwitchDIN, Smart controller/meter model # : Droplet, Current sensor manufacturer : NULL, Current sensor model # : NULL, Other major component manufacturer : NULL, Other major component model # : NULL, Other major component manufacturer : NULL, Other major component model # : NULL, Battery Brand : Redearth, SystemId : 330
Date Added : 06-Dec-19, Reference # : HBS1440, HBS designation : Redearth Sunrise SRS-506, SwitchDin 'smart controller', Inverter Capacity (Var) : 5000, Useable capacity (kWh) : 5.2, BESS manufacturer : Redearth Energy Storage, BESS Model # : SRS-506, Battery System (BS) Manufacturer : NULL, Battery System (BS) Model # : NULL, Number of BESS/BS in system : 1, Inverter manufacturer : NULL, Inverter model # : NULL, Smart controller/meter manufacturer : SwitchDIN, Smart controller/meter model # : Droplet, Current sensor manufacturer : NULL, Current sensor model # : NULL, Other major component manufacturer : NULL, Other major component model # : NULL, Other major component manufacturer : NULL, Other major component model # : NULL, Battery Brand : Redearth, SystemId : 331
Date Added : 06-Dec-19, Reference # : HBS1441, HBS designation : Redearth Sunrise SRS-509, SwitchDin 'smart controller', Inverter Capacity (Var) : 5000, Useable capacity (kWh) : 7.9, BESS manufacturer : Redearth Energy Storage, BESS Model # : SRS-509, Battery System (BS) Manufacturer : NULL, Battery System (BS) Model # : NULL, Number of BESS/BS in system : 1, Inverter manufacturer : NULL, Inverter model # : NULL, Smart controller/meter manufacturer : SwitchDIN, Smart controller/meter model # : Droplet, Current sensor manufacturer : NULL, Current sensor model # : NULL, Other major component manufacturer : NULL, Other major component model # : NULL, Other major component manufacturer : NULL, Other major component model # : NULL, Battery Brand : Redearth, SystemId : 332
Date Added : 06-Dec-19, Reference # : HBS1442, HBS designation : Redearth Sunrise SRS-512, SwitchDin 'smart controller', Inverter Capacity (Var) : 5000, Useable capacity (kWh) : 10.4, BESS manufacturer : Redearth Energy Storage, BESS Model # : SRS-512, Battery System (BS) Manufacturer : NULL, Battery System (BS) Model # : NULL, Number of BESS/BS in system : 1, Inverter manufacturer : NULL, Inverter model # : NULL, Smart controller/meter manufacturer : SwitchDIN, Smart controller/meter model # : Droplet, Current sensor manufacturer : NULL, Current sensor model # : NULL, Other major component manufacturer : NULL, Other major component model # : NULL, Other major component manufacturer : NULL, Other major component model # : NULL, Battery Brand : Redearth, SystemId : 333
Date Added : 06-Dec-19, Reference # : HBS1443, HBS designation : Redearth Sunrise SRS-518, SwitchDin 'smart controller', Inverter Capacity (Var) : 5000, Useable capacity (kWh) : 14.4, BESS manufacturer : Redearth Energy Storage, BESS Model # : SRS-518, Battery System (BS) Manufacturer : NULL, Battery System (BS) Model # : NULL, Number of BESS/BS in system : 1, Inverter manufacturer : NULL, Inverter model # : NULL, Smart controller/meter manufacturer : SwitchDIN, Smart controller/meter model # : Droplet, Current sensor manufacturer : NULL, Current sensor model # : NULL, Other major component manufacturer : NULL, Other major component model # : NULL, Other major component manufacturer : NULL, Other major component model # : NULL, Battery Brand : Redearth, SystemId : 334
Date Added : 06-Dec-19, Reference # : HBS1444, HBS designation : Redearth Sunrise SRS-524, SwitchDin 'smart controller', Inverter Capacity (Var) : 5000, Useable capacity (kWh) : 19.2, BESS manufacturer : Redearth Energy Storage, BESS Model # : SRS-524, Battery System (BS) Manufacturer : NULL, Battery System (BS) Model # : NULL, Number of BESS/BS in system : 1, Inverter manufacturer : NULL, Inverter model # : NULL, Smart controller/meter manufacturer : SwitchDIN, Smart controller/meter model # : Droplet, Current sensor manufacturer : NULL, Current sensor model # : NULL, Other major component manufacturer : NULL, Other major component model # : NULL, Other major component manufacturer : NULL, Other major component model # : NULL, Battery Brand : Redearth, SystemId : 335
Date Added : 07-Jan-20, Reference # : HBS1454, HBS designation : BYD B-Box H 6.4(Au) w/ Fronius Symo Hybrid 3.0-3-S, SwitchDin 'smart controller', Inverter Capacity (Var) : 3000, Useable capacity (kWh) : 6.4, BESS manufacturer : NULL, BESS Model # : NULL, Battery System (BS) Manufacturer : BYD, Battery System (BS) Model # : B-Box H 6.4(Au), Number of BESS/BS in system : 1, Inverter manufacturer : Fronius, Inverter model # : Symo Hybrid 3.0-3-S, Smart controller/meter manufacturer : SwitchDIN, Smart controller/meter model # : Droplet, Current sensor manufacturer : NULL, Current sensor model # : NULL, Other major component manufacturer : NULL, Other major component model # : NULL, Other major component manufacturer : NULL, Other major component model # : NULL, Battery Brand : BYD, SystemId : 340
Date Added : 07-Jan-20, Reference # : HBS1455, HBS designation : BYD B-Box H 7.7(Au) w/ Fronius Symo Hybrid 3.0-3-S, SwitchDin 'smart controller', Inverter Capacity (Var) : 3000, Useable capacity (kWh) : 7.7, BESS manufacturer : NULL, BESS Model # : NULL, Battery System (BS) Manufacturer : BYD, Battery System (BS) Model # : B-Box H 7.7(Au), Number of BESS/BS in system : 1, Inverter manufacturer : Fronius, Inverter model # : Symo Hybrid 3.0-3-S, Smart controller/meter manufacturer : SwitchDIN, Smart controller/meter model # : Droplet, Current sensor manufacturer : NULL, Current sensor model # : NULL, Other major component manufacturer : NULL, Other major component model # : NULL, Other major component manufacturer : NULL, Other major component model # : NULL, Battery Brand : BYD, SystemId : 341
Date Added : 07-Jan-20, Reference # : HBS1456, HBS designation : BYD B-Box H 9.0(Au) w/ Fronius Symo Hybrid 3.0-3-S, SwitchDin 'smart controller', Inverter Capacity (Var) : 3000, Useable capacity (kWh) : 9, BESS manufacturer : NULL, BESS Model # : NULL, Battery System (BS) Manufacturer : BYD, Battery System (BS) Model # : B-Box H 9.0(Au), Number of BESS/BS in system : 1, Inverter manufacturer : Fronius, Inverter model # : Symo Hybrid 3.0-3-S, Smart controller/meter manufacturer : SwitchDIN, Smart controller/meter model # : Droplet, Current sensor manufacturer : NULL, Current sensor model # : NULL, Other major component manufacturer : NULL, Other major component model # : NULL, Other major component manufacturer : NULL, Other major component model # : NULL, Battery Brand : BYD, SystemId : 342
Date Added : 07-Jan-20, Reference # : HBS1457, HBS designation : BYD B-Box H 10.2(Au) w/ Fronius Symo Hybrid 3.0-3-S, SwitchDin 'smart controller', Inverter Capacity (Var) : 3000, Useable capacity (kWh) : 10.2, BESS manufacturer : NULL, BESS Model # : NULL, Battery System (BS) Manufacturer : BYD, Battery System (BS) Model # : B-Box H 10.2(Au), Number of BESS/BS in system : 1, Inverter manufacturer : Fronius, Inverter model # : Symo Hybrid 3.0-3-S, Smart controller/meter manufacturer : SwitchDIN, Smart controller/meter model # : Droplet, Current sensor manufacturer : NULL, Current sensor model # : NULL, Other major component manufacturer : NULL, Other major component model # : NULL, Other major component manufacturer : NULL, Other major component model # : NULL, Battery Brand : BYD, SystemId : 343
Date Added : 07-Jan-20, Reference # : HBS1458, HBS designation : BYD B-Box H 11.5(Au) w/ Fronius Symo Hybrid 3.0-3-S, SwitchDin 'smart controller', Inverter Capacity (Var) : 3000, Useable capacity (kWh) : 11.5, BESS manufacturer : NULL, BESS Model # : NULL, Battery System (BS) Manufacturer : BYD, Battery System (BS) Model # : B-Box H 11.5(Au), Number of BESS/BS in system : 1, Inverter manufacturer : Fronius, Inverter model # : Symo Hybrid 3.0-3-S, Smart controller/meter manufacturer : SwitchDIN, Smart controller/meter model # : Droplet, Current sensor manufacturer : NULL, Current sensor model # : NULL, Other major component manufacturer : NULL, Other major component model # : NULL, Other major component manufacturer : NULL, Other major component model # : NULL, Battery Brand : BYD, SystemId : 344
Date Added : 07-Jan-20, Reference # : HBS1459, HBS designation : BYD B-Box H 6.4(Au) w/ Fronius Symo Hybrid 4.0-3-S, SwitchDin 'smart controller', Inverter Capacity (Var) : 4000, Useable capacity (kWh) : 6.4, BESS manufacturer : NULL, BESS Model # : NULL, Battery System (BS) Manufacturer : BYD, Battery System (BS) Model # : B-Box H 6.4(Au), Number of BESS/BS in system : 1, Inverter manufacturer : Fronius, Inverter model # : Symo Hybrid 4.0-3-S, Smart controller/meter manufacturer : SwitchDIN, Smart controller/meter model # : Droplet, Current sensor manufacturer : NULL, Current sensor model # : NULL, Other major component manufacturer : NULL, Other major component model # : NULL, Other major component manufacturer : NULL, Other major component model # : NULL, Battery Brand : BYD, SystemId : 345
Date Added : 07-Jan-20, Reference # : HBS1460, HBS designation : BYD B-Box H 7.7(Au) w/ Fronius Symo Hybrid 4.0-3-S, SwitchDin 'smart controller', Inverter Capacity (Var) : 4000, Useable capacity (kWh) : 7.7, BESS manufacturer : NULL, BESS Model # : NULL, Battery System (BS) Manufacturer : BYD, Battery System (BS) Model # : B-Box H 7.7(Au), Number of BESS/BS in system : 1, Inverter manufacturer : Fronius, Inverter model # : Symo Hybrid 4.0-3-S, Smart controller/meter manufacturer : SwitchDIN, Smart controller/meter model # : Droplet, Current sensor manufacturer : NULL, Current sensor model # : NULL, Other major component manufacturer : NULL, Other major component model # : NULL, Other major component manufacturer : NULL, Other major component model # : NULL, Battery Brand : BYD, SystemId : 346
Date Added : 07-Jan-20, Reference # : HBS1461, HBS designation : BYD B-Box H 9.0(Au) w/ Fronius Symo Hybrid 4.0-3-S, SwitchDin 'smart controller', Inverter Capacity (Var) : 4000, Useable capacity (kWh) : 9, BESS manufacturer : NULL, BESS Model # : NULL, Battery System (BS) Manufacturer : BYD, Battery System (BS) Model # : B-Box H 9.0(Au), Number of BESS/BS in system : 1, Inverter manufacturer : Fronius, Inverter model # : Symo Hybrid 4.0-3-S, Smart controller/meter manufacturer : SwitchDIN, Smart controller/meter model # : Droplet, Current sensor manufacturer : NULL, Current sensor model # : NULL, Other major component manufacturer : NULL, Other major component model # : NULL, Other major component manufacturer : NULL, Other major component model # : NULL, Battery Brand : BYD, SystemId : 347
Date Added : 07-Jan-20, Reference # : HBS1462, HBS designation : BYD B-Box H 10.2(Au) w/ Fronius Symo Hybrid 4.0-3-S, SwitchDin 'smart controller', Inverter Capacity (Var) : 4000, Useable capacity (kWh) : 10.2, BESS manufacturer : NULL, BESS Model # : NULL, Battery System (BS) Manufacturer : BYD, Battery System (BS) Model # : B-Box H 10.2(Au), Number of BESS/BS in system : 1, Inverter manufacturer : Fronius, Inverter model # : Symo Hybrid 4.0-3-S, Smart controller/meter manufacturer : SwitchDIN, Smart controller/meter model # : Droplet, Current sensor manufacturer : NULL, Current sensor model # : NULL, Other major component manufacturer : NULL, Other major component model # : NULL, Other major component manufacturer : NULL, Other major component model # : NULL, Battery Brand : BYD, SystemId : 348
Date Added : 07-Jan-20, Reference # : HBS1463, HBS designation : BYD B-Box H 11.5(Au) w/ Fronius Symo Hybrid 4.0-3-S, SwitchDin 'smart controller', Inverter Capacity (Var) : 4000, Useable capacity (kWh) : 11.5, BESS manufacturer : NULL, BESS Model # : NULL, Battery System (BS) Manufacturer : BYD, Battery System (BS) Model # : B-Box H 11.5(Au), Number of BESS/BS in system : 1, Inverter manufacturer : Fronius, Inverter model # : Symo Hybrid 4.0-3-S, Smart controller/meter manufacturer : SwitchDIN, Smart controller/meter model # : Droplet, Current sensor manufacturer : NULL, Current sensor model # : NULL, Other major component manufacturer : NULL, Other major component model # : NULL, Other major component manufacturer : NULL, Other major component model # : NULL, Battery Brand : BYD, SystemId : 349
Date Added : 07-Jan-20, Reference # : HBS1464, HBS designation : BYD B-Box H 6.4(Au) w/ Fronius Symo Hybrid 5.0-3-S, SwitchDin 'smart controller', Inverter Capacity (Var) : 5000, Useable capacity (kWh) : 6.4, BESS manufacturer : NULL, BESS Model # : NULL, Battery System (BS) Manufacturer : BYD, Battery System (BS) Model # : B-Box H 6.4(Au), Number of BESS/BS in system : 1, Inverter manufacturer : Fronius, Inverter model # : Symo Hybrid 5.0-3-S, Smart controller/meter manufacturer : SwitchDIN, Smart controller/meter model # : Droplet, Current sensor manufacturer : NULL, Current sensor model # : NULL, Other major component manufacturer : NULL, Other major component model # : NULL, Other major component manufacturer : NULL, Other major component model # : NULL, Battery Brand : BYD, SystemId : 350
Date Added : 07-Jan-20, Reference # : HBS1465, HBS designation : BYD B-Box H 7.7(Au) w/ Fronius Symo Hybrid 5.0-3-S, SwitchDin 'smart controller', Inverter Capacity (Var) : 5000, Useable capacity (kWh) : 7.7, BESS manufacturer : NULL, BESS Model # : NULL, Battery System (BS) Manufacturer : BYD, Battery System (BS) Model # : B-Box H 7.7(Au), Number of BESS/BS in system : 1, Inverter manufacturer : Fronius, Inverter model # : Symo Hybrid 5.0-3-S, Smart controller/meter manufacturer : SwitchDIN, Smart controller/meter model # : Droplet, Current sensor manufacturer : NULL, Current sensor model # : NULL, Other major component manufacturer : NULL, Other major component model # : NULL, Other major component manufacturer : NULL, Other major component model # : NULL, Battery Brand : BYD, SystemId : 351
Date Added : 07-Jan-20, Reference # : HBS1466, HBS designation : BYD B-Box H 9.0(Au) w/ Fronius Symo Hybrid 5.0-3-S, SwitchDin 'smart controller', Inverter Capacity (Var) : 5000, Useable capacity (kWh) : 9, BESS manufacturer : NULL, BESS Model # : NULL, Battery System (BS) Manufacturer : BYD, Battery System (BS) Model # : B-Box H 9.0(Au), Number of BESS/BS in system : 1, Inverter manufacturer : Fronius, Inverter model # : Symo Hybrid 5.0-3-S, Smart controller/meter manufacturer : SwitchDIN, Smart controller/meter model # : Droplet, Current sensor manufacturer : NULL, Current sensor model # : NULL, Other major component manufacturer : NULL, Other major component model # : NULL, Other major component manufacturer : NULL, Other major component model # : NULL, Battery Brand : BYD, SystemId : 352
Date Added : 07-Jan-20, Reference # : HBS1467, HBS designation : BYD B-Box H 10.2(Au) w/ Fronius Symo Hybrid 5.0-3-S, SwitchDin 'smart controller', Inverter Capacity (Var) : 5000, Useable capacity (kWh) : 10.2, BESS manufacturer : NULL, BESS Model # : NULL, Battery System (BS) Manufacturer : BYD, Battery System (BS) Model # : B-Box H 10.2(Au), Number of BESS/BS in system : 1, Inverter manufacturer : Fronius, Inverter model # : Symo Hybrid 5.0-3-S, Smart controller/meter manufacturer : SwitchDIN, Smart controller/meter model # : Droplet, Current sensor manufacturer : NULL, Current sensor model # : NULL, Other major component manufacturer : NULL, Other major component model # : NULL, Other major component manufacturer : NULL, Other major component model # : NULL, Battery Brand : BYD, SystemId : 353
Date Added : 07-Jan-20, Reference # : HBS1468, HBS designation : BYD B-Box H 11.5(Au) w/ Fronius Symo Hybrid 5.0-3-S, SwitchDin 'smart controller', Inverter Capacity (Var) : 5000, Useable capacity (kWh) : 11.5, BESS manufacturer : NULL, BESS Model # : NULL, Battery System (BS) Manufacturer : BYD, Battery System (BS) Model # : B-Box H 11.5(Au), Number of BESS/BS in system : 1, Inverter manufacturer : Fronius, Inverter model # : Symo Hybrid 5.0-3-S, Smart controller/meter manufacturer : SwitchDIN, Smart controller/meter model # : Droplet, Current sensor manufacturer : NULL, Current sensor model # : NULL, Other major component manufacturer : NULL, Other major component model # : NULL, Other major component manufacturer : NULL, Other major component model # : NULL, Battery Brand : BYD, SystemId : 354
Date Added : 07-Jan-20, Reference # : HBS1451, HBS designation : LG Chem RESU10H w/ Fronius Symo Hybrid 3.0-3-S, SwitchDin 'smart controller', Inverter Capacity (Var) : 3000, Useable capacity (kWh) : 9.3, BESS manufacturer : NULL, BESS Model # : NULL, Battery System (BS) Manufacturer : LGChem, Battery System (BS) Model # : RESU10H-R, Number of BESS/BS in system : 1, Inverter manufacturer : Fronius, Inverter model # : Symo Hybrid 3.0-3-S, Smart controller/meter manufacturer : SwitchDIN, Smart controller/meter model # : Droplet, Current sensor manufacturer : NULL, Current sensor model # : NULL, Other major component manufacturer : NULL, Other major component model # : NULL, Other major component manufacturer : NULL, Other major component model # : NULL, Battery Brand : LGChem, SystemId : 337
Date Added : 07-Jan-20, Reference # : HBS1452, HBS designation : LG Chem RESU10H w/ Fronius Symo Hybrid 4.0-3-S, SwitchDin 'smart controller', Inverter Capacity (Var) : 4000, Useable capacity (kWh) : 9.3, BESS manufacturer : NULL, BESS Model # : NULL, Battery System (BS) Manufacturer : LGChem, Battery System (BS) Model # : RESU10H-R, Number of BESS/BS in system : 1, Inverter manufacturer : Fronius, Inverter model # : Symo Hybrid 4.0-3-S, Smart controller/meter manufacturer : SwitchDIN, Smart controller/meter model # : Droplet, Current sensor manufacturer : NULL, Current sensor model # : NULL, Other major component manufacturer : NULL, Other major component model # : NULL, Other major component manufacturer : NULL, Other major component model # : NULL, Battery Brand : LGChem, SystemId : 338
Date Added : 07-Jan-20, Reference # : HBS1453, HBS designation : LG Chem RESU10H w/ Fronius Symo Hybrid 5.0-3-S, SwitchDin 'smart controller', Inverter Capacity (Var) : 5000, Useable capacity (kWh) : 9.3, BESS manufacturer : NULL, BESS Model # : NULL, Battery System (BS) Manufacturer : LGChem, Battery System (BS) Model # : RESU10H-R, Number of BESS/BS in system : 1, Inverter manufacturer : Fronius, Inverter model # : Symo Hybrid 5.0-3-S, Smart controller/meter manufacturer : SwitchDIN, Smart controller/meter model # : Droplet, Current sensor manufacturer : NULL, Current sensor model # : NULL, Other major component manufacturer : NULL, Other major component model # : NULL, Other major component manufacturer : NULL, Other major component model # : NULL, Battery Brand : LGChem, SystemId : 339
Date Added : 30-Jan-20, Reference # : HBS1447, HBS designation : Ingeteam Sun Storage 6TL w/ Pylontech PowerCube-X1-48/240V, Inverter Capacity (Var) : 5000, Useable capacity (kWh) : 10.8, BESS manufacturer : NULL, BESS Model # : NULL, Battery System (BS) Manufacturer : Pylontech, Battery System (BS) Model # : PowerCube-X1-48/240V, Number of BESS/BS in system : 1, Inverter manufacturer : Ingeteam Power Technology SA, Inverter model # : Sun Storage 6TL, Smart controller/meter manufacturer : NULL, Smart controller/meter model # : NULL, Current sensor manufacturer : NULL, Current sensor model # : NULL, Other major component manufacturer : NULL, Other major component model # : NULL, Other major component manufacturer : NULL, Other major component model # : NULL, Battery Brand : Pylontech, SystemId : 355
Date Added : 30-Jan-20, Reference # : HBS1448, HBS designation : Ingeteam Sun Storage 6TL w/ Pylontech PowerCube-X1-48/192V, Inverter Capacity (Var) : 5000, Useable capacity (kWh) : 8.6, BESS manufacturer : NULL, BESS Model # : NULL, Battery System (BS) Manufacturer : Pylontech, Battery System (BS) Model # : PowerCube-X1-48/192V, Number of BESS/BS in system : 1, Inverter manufacturer : Ingeteam Power Technology SA, Inverter model # : Sun Storage 6TL, Smart controller/meter manufacturer : NULL, Smart controller/meter model # : NULL, Current sensor manufacturer : NULL, Current sensor model # : NULL, Other major component manufacturer : NULL, Other major component model # : NULL, Other major component manufacturer : NULL, Other major component model # : NULL, Battery Brand : Pylontech, SystemId : 356
Date Added : 30-Jan-20, Reference # : HBS1449, HBS designation : Ingeteam Sun Storage 6TL Basic w/ Pylontech PowerCube-X1-48/240V, Inverter Capacity (Var) : 6000, Useable capacity (kWh) : 10.8, BESS manufacturer : NULL, BESS Model # : NULL, Battery System (BS) Manufacturer : Pylontech, Battery System (BS) Model # : PowerCube-X1-48/240V, Number of BESS/BS in system : 1, Inverter manufacturer : Ingeteam Power Technology SA, Inverter model # : Sun Storage 6TL Basic, Smart controller/meter manufacturer : NULL, Smart controller/meter model # : NULL, Current sensor manufacturer : NULL, Current sensor model # : NULL, Other major component manufacturer : NULL, Other major component model # : NULL, Other major component manufacturer : NULL, Other major component model # : NULL, Battery Brand : Pylontech, SystemId : 357
Date Added : 30-Jan-20, Reference # : HBS1450, HBS designation : Ingeteam Sun Storage 6TL Basic w/ Pylontech PowerCube-X1-48/192V, Inverter Capacity (Var) : 6000, Useable capacity (kWh) : 8.6, BESS manufacturer : NULL, BESS Model # : NULL, Battery System (BS) Manufacturer : Pylontech, Battery System (BS) Model # : PowerCube-X1-48/192V, Number of BESS/BS in system : 1, Inverter manufacturer : Ingeteam Power Technology SA, Inverter model # : Sun Storage 6TL Basic, Smart controller/meter manufacturer : NULL, Smart controller/meter model # : NULL, Current sensor manufacturer : NULL, Current sensor model # : NULL, Other major component manufacturer : NULL, Other major component model # : NULL, Other major component manufacturer : NULL, Other major component model # : NULL, Battery Brand : Pylontech, SystemId : 358
Date Added : 06-Feb-20, Reference # : HBS1470, HBS designation : BYD B-Box H 11.5(Au) w/ GoodWe GW10KL-ET, SwitchDin 'smart controller', Inverter Capacity (Var) : 10000, Useable capacity (kWh) : 11.5, BESS manufacturer : NULL, BESS Model # : NULL, Battery System (BS) Manufacturer : BYD, Battery System (BS) Model # : B-Box H 11.5(Au), Number of BESS/BS in system : 1, Inverter manufacturer : GoodWe, Inverter model # : GW10KL-ET, Smart controller/meter manufacturer : SwitchDIN, Smart controller/meter model # : Droplet, Current sensor manufacturer : NULL, Current sensor model # : NULL, Other major component manufacturer : NULL, Other major component model # : NULL, Other major component manufacturer : NULL, Other major component model # : NULL, Battery Brand : BYD, SystemId : 359
Date Added : 11-Feb-20, Reference # : HBS1486, HBS designation : Pylontech US2000 Plus (6 off) w/ SOFAR ME3000SP inverter, SwitchDin 'smart controller', Inverter Capacity (Var) : 3000, Useable capacity (kWh) : 13.2, BESS manufacturer : NULL, BESS Model # : NULL, Battery System (BS) Manufacturer : Pylontech, Battery System (BS) Model # : US2000 Plus, Number of BESS/BS in system : 6, Inverter manufacturer : Shenzhen SOFAR SOLAR Co Ltd, Inverter model # : ME 3000SP, Smart controller/meter manufacturer : SwitchDIN, Smart controller/meter model # : Droplet, Current sensor manufacturer : NULL, Current sensor model # : NULL, Other major component manufacturer : Pylontech, Other major component model # : Battery cabinet, Other major component manufacturer : NULL, Other major component model # : NULL, Battery Brand : Pylontech, SystemId : 360
Date Added : 27-Feb-20, Reference # : HBS1532, HBS designation : BYD B-Box H 5.1 (Au) w/ SMA SBS5.0-10, Reposit Infinite, Inverter Capacity (Var) : 5000, Useable capacity (kWh) : 5.1, BESS manufacturer : NULL, BESS Model # : NULL, Battery System (BS) Manufacturer : BYD, Battery System (BS) Model # : B-Box H 5.1 (Au), Number of BESS/BS in system : 1, Inverter manufacturer : SMA, Inverter model # : SBS5.0-10, Smart controller/meter manufacturer : Reposit, Smart controller/meter model # : Reposit controller 2.0 series, Current sensor manufacturer : NULL, Current sensor model # : NULL, Other major component manufacturer : Reposit, Other major component model # : Reposit Infinite, Other major component manufacturer : NULL, Other major component model # : NULL, Battery Brand : BYD, SystemId : 361
Date Added : 27-Feb-20, Reference # : HBS1533, HBS designation : BYD B-Box H 5.1 (Au) w/ SMA SBS2.5-1VL-10, Reposit Infinite, Inverter Capacity (Var) : 2500, Useable capacity (kWh) : 5.1, BESS manufacturer : NULL, BESS Model # : NULL, Battery System (BS) Manufacturer : BYD, Battery System (BS) Model # : B-Box H 5.1 (Au), Number of BESS/BS in system : 1, Inverter manufacturer : SMA, Inverter model # : SBS2.5-1VL-10, Smart controller/meter manufacturer : Reposit, Smart controller/meter model # : Reposit controller 2.0 series, Current sensor manufacturer : NULL, Current sensor model # : NULL, Other major component manufacturer : Reposit, Other major component model # : Reposit Infinite, Other major component manufacturer : NULL, Other major component model # : NULL, Battery Brand : BYD, SystemId : 362
Date Added : 27-Feb-20, Reference # : HBS1534, HBS designation : BYD B-Box H 6.4 (Au) w/ SMA SBS5.0-10, Reposit Infinite, Inverter Capacity (Var) : 5000, Useable capacity (kWh) : 6.4, BESS manufacturer : NULL, BESS Model # : NULL, Battery System (BS) Manufacturer : BYD, Battery System (BS) Model # : B-Box H 6.4(Au), Number of BESS/BS in system : 1, Inverter manufacturer : SMA, Inverter model # : SBS5.0-10, Smart controller/meter manufacturer : Reposit, Smart controller/meter model # : Reposit controller 2.0 series, Current sensor manufacturer : NULL, Current sensor model # : NULL, Other major component manufacturer : Reposit, Other major component model # : Reposit Infinite, Other major component manufacturer : NULL, Other major component model # : NULL, Battery Brand : BYD, SystemId : 363
Date Added : 27-Feb-20, Reference # : HBS1535, HBS designation : BYD B-Box H 6.4 (Au) w/ SMA SBS2.5-1VL-10, Reposit Infinite, Inverter Capacity (Var) : 2500, Useable capacity (kWh) : 6.4, BESS manufacturer : NULL, BESS Model # : NULL, Battery System (BS) Manufacturer : BYD, Battery System (BS) Model # : B-Box H 6.4(Au), Number of BESS/BS in system : 1, Inverter manufacturer : SMA, Inverter model # : SBS2.5-1VL-10, Smart controller/meter manufacturer : Reposit, Smart controller/meter model # : Reposit controller 2.0 series, Current sensor manufacturer : NULL, Current sensor model # : NULL, Other major component manufacturer : Reposit, Other major component model # : Reposit Infinite, Other major component manufacturer : NULL, Other major component model # : NULL, Battery Brand : BYD, SystemId : 364
Date Added : 27-Feb-20, Reference # : HBS1536, HBS designation : BYD B-Box H 7.7 (Au) w/ SMA SBS5.0-10, Reposit Infinite, Inverter Capacity (Var) : 5000, Useable capacity (kWh) : 7.7, BESS manufacturer : NULL, BESS Model # : NULL, Battery System (BS) Manufacturer : BYD, Battery System (BS) Model # : B-Box H 7.7(Au), Number of BESS/BS in system : 1, Inverter manufacturer : SMA, Inverter model # : SBS5.0-10, Smart controller/meter manufacturer : Reposit, Smart controller/meter model # : Reposit controller 2.0 series, Current sensor manufacturer : NULL, Current sensor model # : NULL, Other major component manufacturer : Reposit, Other major component model # : Reposit Infinite, Other major component manufacturer : NULL, Other major component model # : NULL, Battery Brand : BYD, SystemId : 365
Date Added : 27-Feb-20, Reference # : HBS1537, HBS designation : BYD B-Box H 7.7 (Au) w/ SMA SBS2.5-1VL-10, Reposit Infinite, Inverter Capacity (Var) : 2500, Useable capacity (kWh) : 7.7, BESS manufacturer : NULL, BESS Model # : NULL, Battery System (BS) Manufacturer : BYD, Battery System (BS) Model # : B-Box H 7.7(Au), Number of BESS/BS in system : 1, Inverter manufacturer : SMA, Inverter model # : SBS2.5-1VL-10, Smart controller/meter manufacturer : Reposit, Smart controller/meter model # : Reposit controller 2.0 series, Current sensor manufacturer : NULL, Current sensor model # : NULL, Other major component manufacturer : Reposit, Other major component model # : Reposit Infinite, Other major component manufacturer : NULL, Other major component model # : NULL, Battery Brand : BYD, SystemId : 366
Date Added : 27-Feb-20, Reference # : HBS1538, HBS designation : BYD B-Box H 9.0 (Au) w/ SMA SBS5.0-10, Reposit Infinite, Inverter Capacity (Var) : 5000, Useable capacity (kWh) : 9, BESS manufacturer : NULL, BESS Model # : NULL, Battery System (BS) Manufacturer : BYD, Battery System (BS) Model # : B-Box H 9.0(Au), Number of BESS/BS in system : 1, Inverter manufacturer : SMA, Inverter model # : SBS5.0-10, Smart controller/meter manufacturer : Reposit, Smart controller/meter model # : Reposit controller 2.0 series, Current sensor manufacturer : NULL, Current sensor model # : NULL, Other major component manufacturer : Reposit, Other major component model # : Reposit Infinite, Other major component manufacturer : NULL, Other major component model # : NULL, Battery Brand : BYD, SystemId : 367
Date Added : 27-Feb-20, Reference # : HBS1539, HBS designation : BYD B-Box H 9.0 (Au) w/ SMA SBS2.5-1VL-10, Reposit Infinite, Inverter Capacity (Var) : 2500, Useable capacity (kWh) : 9, BESS manufacturer : NULL, BESS Model # : NULL, Battery System (BS) Manufacturer : BYD, Battery System (BS) Model # : B-Box H 9.0(Au), Number of BESS/BS in system : 1, Inverter manufacturer : SMA, Inverter model # : SBS2.5-1VL-10, Smart controller/meter manufacturer : Reposit, Smart controller/meter model # : Reposit controller 2.0 series, Current sensor manufacturer : NULL, Current sensor model # : NULL, Other major component manufacturer : Reposit, Other major component model # : Reposit Infinite, Other major component manufacturer : NULL, Other major component model # : NULL, Battery Brand : BYD, SystemId : 368
Date Added : 27-Feb-20, Reference # : HBS1540, HBS designation : BYD B-Box H 10.2 (Au) w/ SMA SBS5.0-10, Reposit Infinite, Inverter Capacity (Var) : 5000, Useable capacity (kWh) : 10.2, BESS manufacturer : NULL, BESS Model # : NULL, Battery System (BS) Manufacturer : BYD, Battery System (BS) Model # : B-Box H 10.2(Au), Number of BESS/BS in system : 1, Inverter manufacturer : SMA, Inverter model # : SBS5.0-10, Smart controller/meter manufacturer : Reposit, Smart controller/meter model # : Reposit controller 2.0 series, Current sensor manufacturer : NULL, Current sensor model # : NULL, Other major component manufacturer : Reposit, Other major component model # : Reposit Infinite, Other major component manufacturer : NULL, Other major component model # : NULL, Battery Brand : BYD, SystemId : 369
Date Added : 27-Feb-20, Reference # : HBS1541, HBS designation : BYD B-Box H 10.2 (Au) w/ SMA SBS2.5-1VL-10, Reposit Infinite, Inverter Capacity (Var) : 2500, Useable capacity (kWh) : 10.2, BESS manufacturer : NULL, BESS Model # : NULL, Battery System (BS) Manufacturer : BYD, Battery System (BS) Model # : B-Box H 10.2(Au), Number of BESS/BS in system : 1, Inverter manufacturer : SMA, Inverter model # : SBS2.5-1VL-10, Smart controller/meter manufacturer : Reposit, Smart controller/meter model # : Reposit controller 2.0 series, Current sensor manufacturer : NULL, Current sensor model # : NULL, Other major component manufacturer : Reposit, Other major component model # : Reposit Infinite, Other major component manufacturer : NULL, Other major component model # : NULL, Battery Brand : BYD, SystemId : 370
Date Added : 27-Feb-20, Reference # : HBS1542, HBS designation : BYD B-Box H 11.5 (Au) w/ SMA SBS5.0-10, Reposit Infinite, Inverter Capacity (Var) : 5000, Useable capacity (kWh) : 11.5, BESS manufacturer : NULL, BESS Model # : NULL, Battery System (BS) Manufacturer : BYD, Battery System (BS) Model # : B-Box H 11.5(Au), Number of BESS/BS in system : 1, Inverter manufacturer : SMA, Inverter model # : SBS5.0-10, Smart controller/meter manufacturer : Reposit, Smart controller/meter model # : Reposit controller 2.0 series, Current sensor manufacturer : NULL, Current sensor model # : NULL, Other major component manufacturer : Reposit, Other major component model # : Reposit Infinite, Other major component manufacturer : NULL, Other major component model # : NULL, Battery Brand : BYD, SystemId : 371
Date Added : 27-Feb-20, Reference # : HBS1543, HBS designation : BYD B-Box H 11.5 (Au) w/ SMA SBS2.5-1VL-10, Reposit Infinite, Inverter Capacity (Var) : 2500, Useable capacity (kWh) : 11.5, BESS manufacturer : NULL, BESS Model # : NULL, Battery System (BS) Manufacturer : BYD, Battery System (BS) Model # : B-Box H 11.5(Au), Number of BESS/BS in system : 1, Inverter manufacturer : SMA, Inverter model # : SBS2.5-1VL-10, Smart controller/meter manufacturer : Reposit, Smart controller/meter model # : Reposit controller 2.0 series, Current sensor manufacturer : NULL, Current sensor model # : NULL, Other major component manufacturer : Reposit, Other major component model # : Reposit Infinite, Other major component manufacturer : NULL, Other major component model # : NULL, Battery Brand : BYD, SystemId : 372
Date Added : 27-Feb-20, Reference # : HBS1544, HBS designation : BYD B-Box Pro 2.5 w/ GoodWe GW5048D-ES inverter, Inverter Capacity (Var) : 4950, Useable capacity (kWh) : 2.6, BESS manufacturer : NULL, BESS Model # : NULL, Battery System (BS) Manufacturer : BYD, Battery System (BS) Model # : BYD B-Box Pro 2.5, Number of BESS/BS in system : 1, Inverter manufacturer : GoodWe, Inverter model # : GW5048D-ES, Smart controller/meter manufacturer : NULL, Smart controller/meter model # : NULL, Current sensor manufacturer : NULL, Current sensor model # : NULL, Other major component manufacturer : NULL, Other major component model # : NULL, Other major component manufacturer : NULL, Other major component model # : NULL, Battery Brand : BYD, SystemId : 373
Date Added : 27-Feb-20, Reference # : HBS1545, HBS designation : BYD B-Box Pro 5.0 w/ GoodWe GW5048D-ES inverter, Inverter Capacity (Var) : 4950, Useable capacity (kWh) : 5.1, BESS manufacturer : NULL, BESS Model # : NULL, Battery System (BS) Manufacturer : BYD, Battery System (BS) Model # : BYD B-Box Pro 5.0, Number of BESS/BS in system : 1, Inverter manufacturer : GoodWe, Inverter model # : GW5048D-ES, Smart controller/meter manufacturer : NULL, Smart controller/meter model # : NULL, Current sensor manufacturer : NULL, Current sensor model # : NULL, Other major component manufacturer : NULL, Other major component model # : NULL, Other major component manufacturer : NULL, Other major component model # : NULL, Battery Brand : BYD, SystemId : 374
Date Added : 27-Feb-20, Reference # : HBS1546, HBS designation : BYD B-Box Pro 7.5 w/ GoodWe GW5048D-ES inverter, Inverter Capacity (Var) : 4950, Useable capacity (kWh) : 7.7, BESS manufacturer : NULL, BESS Model # : NULL, Battery System (BS) Manufacturer : BYD, Battery System (BS) Model # : BYD B-Box Pro 7.5, Number of BESS/BS in system : 1, Inverter manufacturer : GoodWe, Inverter model # : GW5048D-ES, Smart controller/meter manufacturer : NULL, Smart controller/meter model # : NULL, Current sensor manufacturer : NULL, Current sensor model # : NULL, Other major component manufacturer : NULL, Other major component model # : NULL, Other major component manufacturer : NULL, Other major component model # : NULL, Battery Brand : BYD, SystemId : 375
Date Added : 27-Feb-20, Reference # : HBS1547, HBS designation : BYD B-Box Pro 10.0 w/ GoodWe GW5048D-ES inverter, Inverter Capacity (Var) : 4950, Useable capacity (kWh) : 10.2, BESS manufacturer : NULL, BESS Model # : NULL, Battery System (BS) Manufacturer : BYD, Battery System (BS) Model # : BYD B-Box Pro 10.0, Number of BESS/BS in system : 1, Inverter manufacturer : GoodWe, Inverter model # : GW5048D-ES, Smart controller/meter manufacturer : NULL, Smart controller/meter model # : NULL, Current sensor manufacturer : NULL, Current sensor model # : NULL, Other major component manufacturer : NULL, Other major component model # : NULL, Other major component manufacturer : NULL, Other major component model # : NULL, Battery Brand : BYD, SystemId : 376
Date Added : 27-Feb-20, Reference # : HBS1548, HBS designation : Growatt GBLI 6531 (2 off) w/ Growatt SPH5000 inverter, Shinelink, Chint DTSU666 meter (3 phase), Inverter Capacity (Var) : 4999, Useable capacity (kWh) : 12, BESS manufacturer : NULL, BESS Model # : NULL, Battery System (BS) Manufacturer : Growatt, Battery System (BS) Model # : GBLI 6531, Number of BESS/BS in system : 2, Inverter manufacturer : Shenzhen Growatt New Energy Technology Co Ltd, Inverter model # : Growatt SPH5000 inverter, Smart controller/meter manufacturer : Chint, Smart controller/meter model # : DTSU666, Current sensor manufacturer : LEM, Current sensor model # : TOP 90-S10/SP4, Other major component manufacturer : NULL, Other major component model # : NULL, Other major component manufacturer : Shenzhen Growatt New Energy Technology Co Ltd, Other major component model # : Shinelink, Battery Brand : Growatt, SystemId : 377
Date Added : 27-Feb-20, Reference # : HBS1549, HBS designation : Growatt GBLI 6531 (2 off) w/ Growatt SPA 3000TL BL inverter, Shinelink, Chint DTSU666 meter (3 phase), Inverter Capacity (Var) : 3000, Useable capacity (kWh) : 12, BESS manufacturer : NULL, BESS Model # : NULL, Battery System (BS) Manufacturer : Growatt, Battery System (BS) Model # : GBLI 6531, Number of BESS/BS in system : 2, Inverter manufacturer : Shenzhen Growatt New Energy Technology Co Ltd, Inverter model # : Growatt SPA 3000TL BL inverter, Smart controller/meter manufacturer : Chint, Smart controller/meter model # : DTSU666, Current sensor manufacturer : LEM, Current sensor model # : TOP 90-S10/SP4, Other major component manufacturer : NULL, Other major component model # : NULL, Other major component manufacturer : Shenzhen Growatt New Energy Technology Co Ltd, Other major component model # : Shinelink, Battery Brand : Growatt, SystemId : 378
Date Added : 27-Feb-20, Reference # : HBS1550, HBS designation : Growatt GBLI 6531 (1 off) w/ Growatt SPH5000 inverter, Shinelink, Chint DTSU666 meter (3 phase), Inverter Capacity (Var) : 4999, Useable capacity (kWh) : 6, BESS manufacturer : NULL, BESS Model # : NULL, Battery System (BS) Manufacturer : Growatt, Battery System (BS) Model # : GBLI 6531, Number of BESS/BS in system : 1, Inverter manufacturer : Shenzhen Growatt New Energy Technology Co Ltd, Inverter model # : Growatt SPH5000 inverter, Smart controller/meter manufacturer : Chint, Smart controller/meter model # : DTSU666, Current sensor manufacturer : LEM, Current sensor model # : TOP 90-S10/SP4, Other major component manufacturer : NULL, Other major component model # : NULL, Other major component manufacturer : Shenzhen Growatt New Energy Technology Co Ltd, Other major component model # : Shinelink, Battery Brand : Growatt, SystemId : 379
Date Added : 27-Feb-20, Reference # : HBS1551, HBS designation : Growatt GBLI 6531 (1 off) w/ Growatt SPA 3000TL BL inverter, Shinelink, Chint DTSU666 meter (3 phase), Inverter Capacity (Var) : 3000, Useable capacity (kWh) : 6, BESS manufacturer : NULL, BESS Model # : NULL, Battery System (BS) Manufacturer : Growatt, Battery System (BS) Model # : GBLI 6531, Number of BESS/BS in system : 1, Inverter manufacturer : Shenzhen Growatt New Energy Technology Co Ltd, Inverter model # : Growatt SPA 3000TL BL inverter, Smart controller/meter manufacturer : Chint, Smart controller/meter model # : DTSU666, Current sensor manufacturer : LEM, Current sensor model # : TOP 90-S10/SP4, Other major component manufacturer : NULL, Other major component model # : NULL, Other major component manufacturer : Shenzhen Growatt New Energy Technology Co Ltd, Other major component model # : Shinelink, Battery Brand : Growatt, SystemId : 380
Date Added : 27-Feb-20, Reference # : HBS1552, HBS designation : Growatt GBLI 6531 (2 off) w/ Growatt SPH6000 inverter, Shinelink, Chint DTSU666 meter (3 phase), Inverter Capacity (Var) : 6000, Useable capacity (kWh) : 12, BESS manufacturer : NULL, BESS Model # : NULL, Battery System (BS) Manufacturer : Growatt, Battery System (BS) Model # : GBLI 6531, Number of BESS/BS in system : 2, Inverter manufacturer : Shenzhen Growatt New Energy Technology Co Ltd, Inverter model # : Growatt SPH6000 inverter, Smart controller/meter manufacturer : Chint, Smart controller/meter model # : DTSU666, Current sensor manufacturer : LEM, Current sensor model # : TOP 90-S10/SP4, Other major component manufacturer : NULL, Other major component model # : NULL, Other major component manufacturer : Shenzhen Growatt New Energy Technology Co Ltd, Other major component model # : Shinelink, Battery Brand : Growatt, SystemId : 381
Date Added : 27-Feb-20, Reference # : HBS1553, HBS designation : Growatt GBLI 6531 (1 off) w/ Growatt SPH6000 inverter, Shinelink, Chint DTSU666 meter (3 phase), Inverter Capacity (Var) : 6000, Useable capacity (kWh) : 6, BESS manufacturer : NULL, BESS Model # : NULL, Battery System (BS) Manufacturer : Growatt, Battery System (BS) Model # : GBLI 6531, Number of BESS/BS in system : 1, Inverter manufacturer : Shenzhen Growatt New Energy Technology Co Ltd, Inverter model # : Growatt SPH6000 inverter, Smart controller/meter manufacturer : Chint, Smart controller/meter model # : DTSU666, Current sensor manufacturer : LEM, Current sensor model # : TOP 90-S10/SP4, Other major component manufacturer : NULL, Other major component model # : NULL, Other major component manufacturer : Shenzhen Growatt New Energy Technology Co Ltd, Other major component model # : Shinelink, Battery Brand : Growatt, SystemId : 382
Date Added : 27-Feb-20, Reference # : HBS1554, HBS designation : Growatt GBLI 6531 (1 off) w/ Growatt SPH5000 inverter, Shinelink, Eastron SDM-630 meter (3 phase), Inverter Capacity (Var) : 4999, Useable capacity (kWh) : 6, BESS manufacturer : NULL, BESS Model # : NULL, Battery System (BS) Manufacturer : Growatt, Battery System (BS) Model # : GBLI 6531, Number of BESS/BS in system : 1, Inverter manufacturer : Shenzhen Growatt New Energy Technology Co Ltd, Inverter model # : Growatt SPH5000 inverter, Smart controller/meter manufacturer : Eastron, Smart controller/meter model # : SDM-630, Current sensor manufacturer : LEM, Current sensor model # : TOP 90-S10/SP4, Other major component manufacturer : NULL, Other major component model # : NULL, Other major component manufacturer : Shenzhen Growatt New Energy Technology Co Ltd, Other major component model # : Shinelink, Battery Brand : Growatt, SystemId : 383
Date Added : 27-Feb-20, Reference # : HBS1555, HBS designation : Growatt GBLI 6531 (2 off) w/ Growatt SPH5000 inverter, Shinelink, Eastron SDM-630 meter (3 phase), Inverter Capacity (Var) : 4999, Useable capacity (kWh) : 12, BESS manufacturer : NULL, BESS Model # : NULL, Battery System (BS) Manufacturer : Growatt, Battery System (BS) Model # : GBLI 6531, Number of BESS/BS in system : 2, Inverter manufacturer : Shenzhen Growatt New Energy Technology Co Ltd, Inverter model # : Growatt SPH5000 inverter, Smart controller/meter manufacturer : Eastron, Smart controller/meter model # : SDM-630, Current sensor manufacturer : LEM, Current sensor model # : TOP 90-S10/SP4, Other major component manufacturer : NULL, Other major component model # : NULL, Other major component manufacturer : Shenzhen Growatt New Energy Technology Co Ltd, Other major component model # : Shinelink, Battery Brand : Growatt, SystemId : 384
Date Added : 27-Feb-20, Reference # : HBS1556, HBS designation : Growatt GBLI 6531 (1 off) w/ Growatt SPH6000 inverter, Shinelink, Eastron SDM-630 meter (3 phase), Inverter Capacity (Var) : 6000, Useable capacity (kWh) : 6, BESS manufacturer : NULL, BESS Model # : NULL, Battery System (BS) Manufacturer : Growatt, Battery System (BS) Model # : GBLI 6531, Number of BESS/BS in system : 1, Inverter manufacturer : Shenzhen Growatt New Energy Technology Co Ltd, Inverter model # : Growatt SPH6000 inverter, Smart controller/meter manufacturer : Eastron, Smart controller/meter model # : SDM-630, Current sensor manufacturer : LEM, Current sensor model # : TOP 90-S10/SP4, Other major component manufacturer : NULL, Other major component model # : NULL, Other major component manufacturer : Shenzhen Growatt New Energy Technology Co Ltd, Other major component model # : Shinelink, Battery Brand : Growatt, SystemId : 385
Date Added : 27-Feb-20, Reference # : HBS1557, HBS designation : Growatt GBLI 6531 (2 off) w/ Growatt SPH6000 inverter, Shinelink, Eastron SDM-630 meter (3 phase), Inverter Capacity (Var) : 6000, Useable capacity (kWh) : 12, BESS manufacturer : NULL, BESS Model # : NULL, Battery System (BS) Manufacturer : Growatt, Battery System (BS) Model # : GBLI 6531, Number of BESS/BS in system : 2, Inverter manufacturer : Shenzhen Growatt New Energy Technology Co Ltd, Inverter model # : Growatt SPH6000 inverter, Smart controller/meter manufacturer : Eastron, Smart controller/meter model # : SDM-630, Current sensor manufacturer : LEM, Current sensor model # : TOP 90-S10/SP4, Other major component manufacturer : NULL, Other major component model # : NULL, Other major component manufacturer : Shenzhen Growatt New Energy Technology Co Ltd, Other major component model # : Shinelink, Battery Brand : Growatt, SystemId : 386
Date Added : 27-Feb-20, Reference # : HBS1558, HBS designation : Growatt GBLI 6531 (1 off) w/ Growatt SPA 3000TL BL inverter, Shinelink, Eastron SDM-630 meter (3 phase), Inverter Capacity (Var) : 3000, Useable capacity (kWh) : 6, BESS manufacturer : NULL, BESS Model # : NULL, Battery System (BS) Manufacturer : Growatt, Battery System (BS) Model # : GBLI 6531, Number of BESS/BS in system : 1, Inverter manufacturer : Shenzhen Growatt New Energy Technology Co Ltd, Inverter model # : Growatt SPA 3000TL BL inverter, Smart controller/meter manufacturer : Eastron, Smart controller/meter model # : SDM-630, Current sensor manufacturer : LEM, Current sensor model # : TOP 90-S10/SP4, Other major component manufacturer : NULL, Other major component model # : NULL, Other major component manufacturer : Shenzhen Growatt New Energy Technology Co Ltd, Other major component model # : Shinelink, Battery Brand : Growatt, SystemId : 387
Date Added : 27-Feb-20, Reference # : HBS1559, HBS designation : Growatt GBLI 6531 (2 off) w/ Growatt SPA 3000TL BL inverter, Shinelink, Eastron SDM-630 meter (3 phase), Inverter Capacity (Var) : 3000, Useable capacity (kWh) : 12, BESS manufacturer : NULL, BESS Model # : NULL, Battery System (BS) Manufacturer : Growatt, Battery System (BS) Model # : GBLI 6531, Number of BESS/BS in system : 2, Inverter manufacturer : Shenzhen Growatt New Energy Technology Co Ltd, Inverter model # : Growatt SPA 3000TL BL inverter, Smart controller/meter manufacturer : Eastron, Smart controller/meter model # : SDM-630, Current sensor manufacturer : LEM, Current sensor model # : TOP 90-S10/SP4, Other major component manufacturer : NULL, Other major component model # : NULL, Other major component manufacturer : Shenzhen Growatt New Energy Technology Co Ltd, Other major component model # : Shinelink, Battery Brand : Growatt, SystemId : 388
Date Added : 27-Feb-20, Reference # : HBS1471, HBS designation : Solax Triple Power T-Bat H 5.8 w/ Solar X1-Fit-3.7-I, Reposit, Inverter Capacity (Var) : 3680, Useable capacity (kWh) : 5.2, BESS manufacturer : NULL, BESS Model # : NULL, Battery System (BS) Manufacturer : Triple Power, Battery System (BS) Model # : T-Bat H 5.8, Number of BESS/BS in system : 1, Inverter manufacturer : Solax Power, Inverter model # : X1-Fit-3.7-I, Smart controller/meter manufacturer : Reposit, Smart controller/meter model # : Reposit controller 2.0 series, Current sensor manufacturer : NULL, Current sensor model # : NULL, Other major component manufacturer : NULL, Other major component model # : NULL, Other major component manufacturer : NULL, Other major component model # : NULL, Battery Brand : Solax, SystemId : 389
Date Added : 27-Feb-20, Reference # : HBS1472, HBS designation : Solax Triple Power T-Bat H 5.8 w/ Solar X1-Fit-4.6-I, Reposit, Inverter Capacity (Var) : 4600, Useable capacity (kWh) : 5.2, BESS manufacturer : NULL, BESS Model # : NULL, Battery System (BS) Manufacturer : Triple Power, Battery System (BS) Model # : T-Bat H 5.8, Number of BESS/BS in system : 1, Inverter manufacturer : Solax Power, Inverter model # : X1-Fit-4.6-I, Smart controller/meter manufacturer : Reposit, Smart controller/meter model # : Reposit controller 2.0 series, Current sensor manufacturer : NULL, Current sensor model # : NULL, Other major component manufacturer : NULL, Other major component model # : NULL, Other major component manufacturer : NULL, Other major component model # : NULL, Battery Brand : Solax, SystemId : 390
Date Added : 27-Feb-20, Reference # : HBS1473, HBS designation : Solax Triple Power T-Bat H 5.8 w/ Solar X1-Fit-5.0-C, Reposit, Inverter Capacity (Var) : 4999, Useable capacity (kWh) : 5.2, BESS manufacturer : NULL, BESS Model # : NULL, Battery System (BS) Manufacturer : Triple Power, Battery System (BS) Model # : T-Bat H 5.8, Number of BESS/BS in system : 1, Inverter manufacturer : Solax Power, Inverter model # : X1-Fit-5.0-C, Smart controller/meter manufacturer : Reposit, Smart controller/meter model # : Reposit controller 2.0 series, Current sensor manufacturer : NULL, Current sensor model # : NULL, Other major component manufacturer : NULL, Other major component model # : NULL, Other major component manufacturer : NULL, Other major component model # : NULL, Battery Brand : Solax, SystemId : 391
Date Added : 27-Feb-20, Reference # : HBS1474, HBS designation : Solax Triple Power T-Bat H 5.8 w/ Solar X1-Fit-5.0-I, Reposit, Inverter Capacity (Var) : 4999, Useable capacity (kWh) : 5.2, BESS manufacturer : NULL, BESS Model # : NULL, Battery System (BS) Manufacturer : Triple Power, Battery System (BS) Model # : T-Bat H 5.8, Number of BESS/BS in system : 1, Inverter manufacturer : Solax Power, Inverter model # : X1-Fit-5.0-I, Smart controller/meter manufacturer : Reposit, Smart controller/meter model # : Reposit controller 2.0 series, Current sensor manufacturer : NULL, Current sensor model # : NULL, Other major component manufacturer : NULL, Other major component model # : NULL, Other major component manufacturer : NULL, Other major component model # : NULL, Battery Brand : Solax, SystemId : 392
Date Added : 27-Feb-20, Reference # : HBS1475, HBS designation : Solax Triple Power T-Bat H 5.8 w/ Solar X1-Hybrid-3.0-N-I, Reposit, Inverter Capacity (Var) : 3000, Useable capacity (kWh) : 5.2, BESS manufacturer : NULL, BESS Model # : NULL, Battery System (BS) Manufacturer : Triple Power, Battery System (BS) Model # : T-Bat H 5.8, Number of BESS/BS in system : 1, Inverter manufacturer : Solax Power, Inverter model # : X1-Hybrid-3.0-N-I, Smart controller/meter manufacturer : Reposit, Smart controller/meter model # : Reposit controller 2.0 series, Current sensor manufacturer : NULL, Current sensor model # : NULL, Other major component manufacturer : NULL, Other major component model # : NULL, Other major component manufacturer : NULL, Other major component model # : NULL, Battery Brand : Solax, SystemId : 393
Date Added : 27-Feb-20, Reference # : HBS1476, HBS designation : Solax Triple Power T-Bat H 5.8 w/ Solar X1-Hybrid-3.7-N-I, Reposit, Inverter Capacity (Var) : 3680, Useable capacity (kWh) : 5.2, BESS manufacturer : NULL, BESS Model # : NULL, Battery System (BS) Manufacturer : Triple Power, Battery System (BS) Model # : T-Bat H 5.8, Number of BESS/BS in system : 1, Inverter manufacturer : Solax Power, Inverter model # : X1-Hybrid-3.7-N-I, Smart controller/meter manufacturer : Reposit, Smart controller/meter model # : Reposit controller 2.0 series, Current sensor manufacturer : NULL, Current sensor model # : NULL, Other major component manufacturer : NULL, Other major component model # : NULL, Other major component manufacturer : NULL, Other major component model # : NULL, Battery Brand : Solax, SystemId : 394
Date Added : 27-Feb-20, Reference # : HBS1477, HBS designation : Solax Triple Power T-Bat H 5.8 w/ Solar X1-Hybrid-4.6-N-I, Reposit, Inverter Capacity (Var) : 4600, Useable capacity (kWh) : 5.2, BESS manufacturer : NULL, BESS Model # : NULL, Battery System (BS) Manufacturer : Triple Power, Battery System (BS) Model # : T-Bat H 5.8, Number of BESS/BS in system : 1, Inverter manufacturer : Solax Power, Inverter model # : X1-Hybrid-4.6-N-I, Smart controller/meter manufacturer : Reposit, Smart controller/meter model # : Reposit controller 2.0 series, Current sensor manufacturer : NULL, Current sensor model # : NULL, Other major component manufacturer : NULL, Other major component model # : NULL, Other major component manufacturer : NULL, Other major component model # : NULL, Battery Brand : Solax, SystemId : 395
Date Added : 27-Feb-20, Reference # : HBS1478, HBS designation : Solax Triple Power T-Bat H 5.8 w/ Solar X1-Hybrid-5.0-N-I, Reposit, Inverter Capacity (Var) : 4999, Useable capacity (kWh) : 5.2, BESS manufacturer : NULL, BESS Model # : NULL, Battery System (BS) Manufacturer : Triple Power, Battery System (BS) Model # : T-Bat H 5.8, Number of BESS/BS in system : 1, Inverter manufacturer : Solax Power, Inverter model # : X1-Hybrid-5.0-N-I, Smart controller/meter manufacturer : Reposit, Smart controller/meter model # : Reposit controller 2.0 series, Current sensor manufacturer : NULL, Current sensor model # : NULL, Other major component manufacturer : NULL, Other major component model # : NULL, Other major component manufacturer : NULL, Other major component model # : NULL, Battery Brand : Solax, SystemId : 396
Date Added : 27-Feb-20, Reference # : HBS1479, HBS designation : Solax Triple Power T-Bat H 5.8 w/ Solar X3-Hybrid-10.0-N-C, Reposit, Inverter Capacity (Var) : 10000, Useable capacity (kWh) : 5.2, BESS manufacturer : NULL, BESS Model # : NULL, Battery System (BS) Manufacturer : Triple Power, Battery System (BS) Model # : T-Bat H 5.8, Number of BESS/BS in system : 1, Inverter manufacturer : Solax Power, Inverter model # : X3-Hybrid-10.0-N-C, Smart controller/meter manufacturer : Reposit, Smart controller/meter model # : Reposit controller 2.0 series, Current sensor manufacturer : NULL, Current sensor model # : NULL, Other major component manufacturer : NULL, Other major component model # : NULL, Other major component manufacturer : NULL, Other major component model # : NULL, Battery Brand : Solax, SystemId : 397
Date Added : 27-Feb-20, Reference # : HBS1480, HBS designation : Solax Triple Power T-Bat H 5.8 w/ Solar X3-Hybrid-10.0-N-E, Reposit, Inverter Capacity (Var) : 10000, Useable capacity (kWh) : 5.2, BESS manufacturer : NULL, BESS Model # : NULL, Battery System (BS) Manufacturer : Triple Power, Battery System (BS) Model # : T-Bat H 5.8, Number of BESS/BS in system : 1, Inverter manufacturer : Solax Power, Inverter model # : X3-Hybrid-10.0-N-E, Smart controller/meter manufacturer : Reposit, Smart controller/meter model # : Reposit controller 2.0 series, Current sensor manufacturer : NULL, Current sensor model # : NULL, Other major component manufacturer : NULL, Other major component model # : NULL, Other major component manufacturer : NULL, Other major component model # : NULL, Battery Brand : Solax, SystemId : 398
Date Added : 27-Feb-20, Reference # : HBS1481, HBS designation : Solax Triple Power T-Bat H 5.8 w/ Solar X3-Hybrid-5.0-N-C, Reposit, Inverter Capacity (Var) : 5000, Useable capacity (kWh) : 5.2, BESS manufacturer : NULL, BESS Model # : NULL, Battery System (BS) Manufacturer : Triple Power, Battery System (BS) Model # : T-Bat H 5.8, Number of BESS/BS in system : 1, Inverter manufacturer : Solax Power, Inverter model # : X3-Hybrid-5.0-N-C, Smart controller/meter manufacturer : Reposit, Smart controller/meter model # : Reposit controller 2.0 series, Current sensor manufacturer : NULL, Current sensor model # : NULL, Other major component manufacturer : NULL, Other major component model # : NULL, Other major component manufacturer : NULL, Other major component model # : NULL, Battery Brand : Solax, SystemId : 399
Date Added : 27-Feb-20, Reference # : HBS1482, HBS designation : Solax Triple Power T-Bat H 5.8 w/ Solar X3-Hybrid-5.0-N-E, Reposit, Inverter Capacity (Var) : 5000, Useable capacity (kWh) : 5.2, BESS manufacturer : NULL, BESS Model # : NULL, Battery System (BS) Manufacturer : Triple Power, Battery System (BS) Model # : T-Bat H 5.8, Number of BESS/BS in system : 1, Inverter manufacturer : Solax Power, Inverter model # : X3-Hybrid-5.0-N-E, Smart controller/meter manufacturer : Reposit, Smart controller/meter model # : Reposit controller 2.0 series, Current sensor manufacturer : NULL, Current sensor model # : NULL, Other major component manufacturer : NULL, Other major component model # : NULL, Other major component manufacturer : NULL, Other major component model # : NULL, Battery Brand : Solax, SystemId : 400
Date Added : 27-Feb-20, Reference # : HBS1483, HBS designation : Solax Triple Power T-Bat H 5.8 w/ Solar X3-Hybrid-6.0-N-C, Reposit, Inverter Capacity (Var) : 6000, Useable capacity (kWh) : 5.2, BESS manufacturer : NULL, BESS Model # : NULL, Battery System (BS) Manufacturer : Triple Power, Battery System (BS) Model # : T-Bat H 5.8, Number of BESS/BS in system : 1, Inverter manufacturer : Solax Power, Inverter model # : X3-Hybrid-6.0-N-C, Smart controller/meter manufacturer : Reposit, Smart controller/meter model # : Reposit controller 2.0 series, Current sensor manufacturer : NULL, Current sensor model # : NULL, Other major component manufacturer : NULL, Other major component model # : NULL, Other major component manufacturer : NULL, Other major component model # : NULL, Battery Brand : Solax, SystemId : 401
Date Added : 27-Feb-20, Reference # : HBS1484, HBS designation : Solax Triple Power T-Bat H 5.8 w/ Solar X3-Hybrid-6.0-N-E, Reposit, Inverter Capacity (Var) : 6000, Useable capacity (kWh) : 5.2, BESS manufacturer : NULL, BESS Model # : NULL, Battery System (BS) Manufacturer : Triple Power, Battery System (BS) Model # : T-Bat H 5.8, Number of BESS/BS in system : 1, Inverter manufacturer : Solax Power, Inverter model # : X3-Hybrid-6.0-N-E, Smart controller/meter manufacturer : Reposit, Smart controller/meter model # : Reposit controller 2.0 series, Current sensor manufacturer : NULL, Current sensor model # : NULL, Other major component manufacturer : NULL, Other major component model # : NULL, Other major component manufacturer : NULL, Other major component model # : NULL, Battery Brand : Solax, SystemId : 402
Date Added : 27-Feb-20, Reference # : HBS1485, HBS designation : Solax Triple Power T-Bat H 5.8 w/ Solar X3-Hybrid-8.0-N-E, Reposit, Inverter Capacity (Var) : 8000, Useable capacity (kWh) : 5.2, BESS manufacturer : NULL, BESS Model # : NULL, Battery System (BS) Manufacturer : Triple Power, Battery System (BS) Model # : T-Bat H 5.8, Number of BESS/BS in system : 1, Inverter manufacturer : Solax Power, Inverter model # : X3-Hybrid-8.0-N-E, Smart controller/meter manufacturer : Reposit, Smart controller/meter model # : Reposit controller 2.0 series, Current sensor manufacturer : NULL, Current sensor model # : NULL, Other major component manufacturer : NULL, Other major component model # : NULL, Other major component manufacturer : NULL, Other major component model # : NULL, Battery Brand : Solax, SystemId : 403
Date Added : 27-Feb-20, Reference # : HBS1487, HBS designation : Solax Triple Power T-Bat H 5.8 (2 off) w/ Solar X1-Fit-3.7-I, Reposit, Inverter Capacity (Var) : 3680, Useable capacity (kWh) : 10.4, BESS manufacturer : NULL, BESS Model # : NULL, Battery System (BS) Manufacturer : Triple Power, Battery System (BS) Model # : T-Bat H 5.8, Number of BESS/BS in system : 2, Inverter manufacturer : Solax Power, Inverter model # : X1-Fit-3.7-I, Smart controller/meter manufacturer : Reposit, Smart controller/meter model # : Reposit controller 2.0 series, Current sensor manufacturer : NULL, Current sensor model # : NULL, Other major component manufacturer : NULL, Other major component model # : NULL, Other major component manufacturer : NULL, Other major component model # : NULL, Battery Brand : Solax, SystemId : 404
Date Added : 27-Feb-20, Reference # : HBS1488, HBS designation : Solax Triple Power T-Bat H 5.8 (2 off) w/ Solar X1-Fit-4.6-I, Reposit, Inverter Capacity (Var) : 4600, Useable capacity (kWh) : 10.4, BESS manufacturer : NULL, BESS Model # : NULL, Battery System (BS) Manufacturer : Triple Power, Battery System (BS) Model # : T-Bat H 5.8, Number of BESS/BS in system : 2, Inverter manufacturer : Solax Power, Inverter model # : X1-Fit-4.6-I, Smart controller/meter manufacturer : Reposit, Smart controller/meter model # : Reposit controller 2.0 series, Current sensor manufacturer : NULL, Current sensor model # : NULL, Other major component manufacturer : NULL, Other major component model # : NULL, Other major component manufacturer : NULL, Other major component model # : NULL, Battery Brand : Solax, SystemId : 405
Date Added : 27-Feb-20, Reference # : HBS1489, HBS designation : Solax Triple Power T-Bat H 5.8 (2 off) w/ Solar X1-Fit-5.0-C, Reposit, Inverter Capacity (Var) : 4999, Useable capacity (kWh) : 10.4, BESS manufacturer : NULL, BESS Model # : NULL, Battery System (BS) Manufacturer : Triple Power, Battery System (BS) Model # : T-Bat H 5.8, Number of BESS/BS in system : 2, Inverter manufacturer : Solax Power, Inverter model # : X1-Fit-5.0-C, Smart controller/meter manufacturer : Reposit, Smart controller/meter model # : Reposit controller 2.0 series, Current sensor manufacturer : NULL, Current sensor model # : NULL, Other major component manufacturer : NULL, Other major component model # : NULL, Other major component manufacturer : NULL, Other major component model # : NULL, Battery Brand : Solax, SystemId : 406
Date Added : 27-Feb-20, Reference # : HBS1490, HBS designation : Solax Triple Power T-Bat H 5.8 (2 off) w/ Solar X1-Fit-5.0-I, Reposit, Inverter Capacity (Var) : 4999, Useable capacity (kWh) : 10.4, BESS manufacturer : NULL, BESS Model # : NULL, Battery System (BS) Manufacturer : Triple Power, Battery System (BS) Model # : T-Bat H 5.8, Number of BESS/BS in system : 2, Inverter manufacturer : Solax Power, Inverter model # : X1-Fit-5.0-I, Smart controller/meter manufacturer : Reposit, Smart controller/meter model # : Reposit controller 2.0 series, Current sensor manufacturer : NULL, Current sensor model # : NULL, Other major component manufacturer : NULL, Other major component model # : NULL, Other major component manufacturer : NULL, Other major component model # : NULL, Battery Brand : Solax, SystemId : 407
Date Added : 27-Feb-20, Reference # : HBS1491, HBS designation : Solax Triple Power T-Bat H 5.8 (2 off) w/ Solar X1-Hybrid-3.0-N-I, Reposit, Inverter Capacity (Var) : 3000, Useable capacity (kWh) : 10.4, BESS manufacturer : NULL, BESS Model # : NULL, Battery System (BS) Manufacturer : Triple Power, Battery System (BS) Model # : T-Bat H 5.8, Number of BESS/BS in system : 2, Inverter manufacturer : Solax Power, Inverter model # : X1-Hybrid-3.0-N-I, Smart controller/meter manufacturer : Reposit, Smart controller/meter model # : Reposit controller 2.0 series, Current sensor manufacturer : NULL, Current sensor model # : NULL, Other major component manufacturer : NULL, Other major component model # : NULL, Other major component manufacturer : NULL, Other major component model # : NULL, Battery Brand : Solax, SystemId : 408
Date Added : 27-Feb-20, Reference # : HBS1492, HBS designation : Solax Triple Power T-Bat H 5.8 (2 off) w/ Solar X1-Hybrid-3.7-N-I, Reposit, Inverter Capacity (Var) : 3680, Useable capacity (kWh) : 10.4, BESS manufacturer : NULL, BESS Model # : NULL, Battery System (BS) Manufacturer : Triple Power, Battery System (BS) Model # : T-Bat H 5.8, Number of BESS/BS in system : 2, Inverter manufacturer : Solax Power, Inverter model # : X1-Hybrid-3.7-N-I, Smart controller/meter manufacturer : Reposit, Smart controller/meter model # : Reposit controller 2.0 series, Current sensor manufacturer : NULL, Current sensor model # : NULL, Other major component manufacturer : NULL, Other major component model # : NULL, Other major component manufacturer : NULL, Other major component model # : NULL, Battery Brand : Solax, SystemId : 409
Date Added : 27-Feb-20, Reference # : HBS1493, HBS designation : Solax Triple Power T-Bat H 5.8 (2 off) w/ Solar X1-Hybrid-4.6-N-I, Reposit, Inverter Capacity (Var) : 4600, Useable capacity (kWh) : 10.4, BESS manufacturer : NULL, BESS Model # : NULL, Battery System (BS) Manufacturer : Triple Power, Battery System (BS) Model # : T-Bat H 5.8, Number of BESS/BS in system : 2, Inverter manufacturer : Solax Power, Inverter model # : X1-Hybrid-4.6-N-I, Smart controller/meter manufacturer : Reposit, Smart controller/meter model # : Reposit controller 2.0 series, Current sensor manufacturer : NULL, Current sensor model # : NULL, Other major component manufacturer : NULL, Other major component model # : NULL, Other major component manufacturer : NULL, Other major component model # : NULL, Battery Brand : Solax, SystemId : 410
Date Added : 27-Feb-20, Reference # : HBS1494, HBS designation : Solax Triple Power T-Bat H 5.8 (2 off) w/ Solar X1-Hybrid-5.0-N-I, Reposit, Inverter Capacity (Var) : 4999, Useable capacity (kWh) : 10.4, BESS manufacturer : NULL, BESS Model # : NULL, Battery System (BS) Manufacturer : Triple Power, Battery System (BS) Model # : T-Bat H 5.8, Number of BESS/BS in system : 2, Inverter manufacturer : Solax Power, Inverter model # : X1-Hybrid-5.0-N-I, Smart controller/meter manufacturer : Reposit, Smart controller/meter model # : Reposit controller 2.0 series, Current sensor manufacturer : NULL, Current sensor model # : NULL, Other major component manufacturer : NULL, Other major component model # : NULL, Other major component manufacturer : NULL, Other major component model # : NULL, Battery Brand : Solax, SystemId : 411
Date Added : 27-Feb-20, Reference # : HBS1495, HBS designation : Solax Triple Power T-Bat H 5.8 (2 off) w/ Solar X3-Hybrid-10.0-N-C, Reposit, Inverter Capacity (Var) : 10000, Useable capacity (kWh) : 10.4, BESS manufacturer : NULL, BESS Model # : NULL, Battery System (BS) Manufacturer : Triple Power, Battery System (BS) Model # : T-Bat H 5.8, Number of BESS/BS in system : 2, Inverter manufacturer : Solax Power, Inverter model # : X3-Hybrid-10.0-N-C, Smart controller/meter manufacturer : Reposit, Smart controller/meter model # : Reposit controller 2.0 series, Current sensor manufacturer : NULL, Current sensor model # : NULL, Other major component manufacturer : NULL, Other major component model # : NULL, Other major component manufacturer : NULL, Other major component model # : NULL, Battery Brand : Solax, SystemId : 412
Date Added : 27-Feb-20, Reference # : HBS1496, HBS designation : Solax Triple Power T-Bat H 5.8 (2 off) w/ Solar X3-Hybrid-10.0-N-E, Reposit, Inverter Capacity (Var) : 10000, Useable capacity (kWh) : 10.4, BESS manufacturer : NULL, BESS Model # : NULL, Battery System (BS) Manufacturer : Triple Power, Battery System (BS) Model # : T-Bat H 5.8, Number of BESS/BS in system : 2, Inverter manufacturer : Solax Power, Inverter model # : X3-Hybrid-10.0-N-E, Smart controller/meter manufacturer : Reposit, Smart controller/meter model # : Reposit controller 2.0 series, Current sensor manufacturer : NULL, Current sensor model # : NULL, Other major component manufacturer : NULL, Other major component model # : NULL, Other major component manufacturer : NULL, Other major component model # : NULL, Battery Brand : Solax, SystemId : 413
Date Added : 27-Feb-20, Reference # : HBS1497, HBS designation : Solax Triple Power T-Bat H 5.8 (2 off) w/ Solar X3-Hybrid-5.0-N-C, Reposit, Inverter Capacity (Var) : 5000, Useable capacity (kWh) : 10.4, BESS manufacturer : NULL, BESS Model # : NULL, Battery System (BS) Manufacturer : Triple Power, Battery System (BS) Model # : T-Bat H 5.8, Number of BESS/BS in system : 2, Inverter manufacturer : Solax Power, Inverter model # : X3-Hybrid-5.0-N-C, Smart controller/meter manufacturer : Reposit, Smart controller/meter model # : Reposit controller 2.0 series, Current sensor manufacturer : NULL, Current sensor model # : NULL, Other major component manufacturer : NULL, Other major component model # : NULL, Other major component manufacturer : NULL, Other major component model # : NULL, Battery Brand : Solax, SystemId : 414
Date Added : 27-Feb-20, Reference # : HBS1498, HBS designation : Solax Triple Power T-Bat H 5.8 (2 off) w/ Solar X3-Hybrid-5.0-N-E, Reposit, Inverter Capacity (Var) : 5000, Useable capacity (kWh) : 10.4, BESS manufacturer : NULL, BESS Model # : NULL, Battery System (BS) Manufacturer : Triple Power, Battery System (BS) Model # : T-Bat H 5.8, Number of BESS/BS in system : 2, Inverter manufacturer : Solax Power, Inverter model # : X3-Hybrid-5.0-N-E, Smart controller/meter manufacturer : Reposit, Smart controller/meter model # : Reposit controller 2.0 series, Current sensor manufacturer : NULL, Current sensor model # : NULL, Other major component manufacturer : NULL, Other major component model # : NULL, Other major component manufacturer : NULL, Other major component model # : NULL, Battery Brand : Solax, SystemId : 415
Date Added : 27-Feb-20, Reference # : HBS1499, HBS designation : Solax Triple Power T-Bat H 5.8 (2 off) w/ Solar X3-Hybrid-6.0-N-C, Reposit, Inverter Capacity (Var) : 6000, Useable capacity (kWh) : 10.4, BESS manufacturer : NULL, BESS Model # : NULL, Battery System (BS) Manufacturer : Triple Power, Battery System (BS) Model # : T-Bat H 5.8, Number of BESS/BS in system : 2, Inverter manufacturer : Solax Power, Inverter model # : X3-Hybrid-6.0-N-C, Smart controller/meter manufacturer : Reposit, Smart controller/meter model # : Reposit controller 2.0 series, Current sensor manufacturer : NULL, Current sensor model # : NULL, Other major component manufacturer : NULL, Other major component model # : NULL, Other major component manufacturer : NULL, Other major component model # : NULL, Battery Brand : Solax, SystemId : 416
Date Added : 27-Feb-20, Reference # : HBS1500, HBS designation : Solax Triple Power T-Bat H 5.8 (2 off) w/ Solar X3-Hybrid-6.0-N-E, Reposit, Inverter Capacity (Var) : 6000, Useable capacity (kWh) : 10.4, BESS manufacturer : NULL, BESS Model # : NULL, Battery System (BS) Manufacturer : Triple Power, Battery System (BS) Model # : T-Bat H 5.8, Number of BESS/BS in system : 2, Inverter manufacturer : Solax Power, Inverter model # : X3-Hybrid-6.0-N-E, Smart controller/meter manufacturer : Reposit, Smart controller/meter model # : Reposit controller 2.0 series, Current sensor manufacturer : NULL, Current sensor model # : NULL, Other major component manufacturer : NULL, Other major component model # : NULL, Other major component manufacturer : NULL, Other major component model # : NULL, Battery Brand : Solax, SystemId : 417
Date Added : 27-Feb-20, Reference # : HBS1501, HBS designation : Solax Triple Power T-Bat H 5.8 (2 off) w/ Solar X3-Hybrid-8.0-N-E, Reposit, Inverter Capacity (Var) : 8000, Useable capacity (kWh) : 10.4, BESS manufacturer : NULL, BESS Model # : NULL, Battery System (BS) Manufacturer : Triple Power, Battery System (BS) Model # : T-Bat H 5.8, Number of BESS/BS in system : 2, Inverter manufacturer : Solax Power, Inverter model # : X3-Hybrid-8.0-N-E, Smart controller/meter manufacturer : Reposit, Smart controller/meter model # : Reposit controller 2.0 series, Current sensor manufacturer : NULL, Current sensor model # : NULL, Other major component manufacturer : NULL, Other major component model # : NULL, Other major component manufacturer : NULL, Other major component model # : NULL, Battery Brand : Solax, SystemId : 418
Date Added : 27-Feb-20, Reference # : HBS1502, HBS designation : Solax Triple Power T-Bat H 5.8 (3 off) w/ Solar X1-Fit-3.7-I, Reposit, Inverter Capacity (Var) : 3680, Useable capacity (kWh) : 15.6, BESS manufacturer : NULL, BESS Model # : NULL, Battery System (BS) Manufacturer : Triple Power, Battery System (BS) Model # : T-Bat H 5.8, Number of BESS/BS in system : 3, Inverter manufacturer : Solax Power, Inverter model # : X1-Fit-3.7-I, Smart controller/meter manufacturer : Reposit, Smart controller/meter model # : Reposit controller 2.0 series, Current sensor manufacturer : NULL, Current sensor model # : NULL, Other major component manufacturer : NULL, Other major component model # : NULL, Other major component manufacturer : NULL, Other major component model # : NULL, Battery Brand : Solax, SystemId : 419
Date Added : 27-Feb-20, Reference # : HBS1503, HBS designation : Solax Triple Power T-Bat H 5.8 (3 off) w/ Solar X1-Fit-4.6-I, Reposit, Inverter Capacity (Var) : 4600, Useable capacity (kWh) : 15.6, BESS manufacturer : NULL, BESS Model # : NULL, Battery System (BS) Manufacturer : Triple Power, Battery System (BS) Model # : T-Bat H 5.8, Number of BESS/BS in system : 3, Inverter manufacturer : Solax Power, Inverter model # : X1-Fit-4.6-I, Smart controller/meter manufacturer : Reposit, Smart controller/meter model # : Reposit controller 2.0 series, Current sensor manufacturer : NULL, Current sensor model # : NULL, Other major component manufacturer : NULL, Other major component model # : NULL, Other major component manufacturer : NULL, Other major component model # : NULL, Battery Brand : Solax, SystemId : 420
Date Added : 27-Feb-20, Reference # : HBS1504, HBS designation : Solax Triple Power T-Bat H 5.8 (3 off) w/ Solar X1-Fit-5.0-C, Reposit, Inverter Capacity (Var) : 4999, Useable capacity (kWh) : 15.6, BESS manufacturer : NULL, BESS Model # : NULL, Battery System (BS) Manufacturer : Triple Power, Battery System (BS) Model # : T-Bat H 5.8, Number of BESS/BS in system : 3, Inverter manufacturer : Solax Power, Inverter model # : X1-Fit-5.0-C, Smart controller/meter manufacturer : Reposit, Smart controller/meter model # : Reposit controller 2.0 series, Current sensor manufacturer : NULL, Current sensor model # : NULL, Other major component manufacturer : NULL, Other major component model # : NULL, Other major component manufacturer : NULL, Other major component model # : NULL, Battery Brand : Solax, SystemId : 421
Date Added : 27-Feb-20, Reference # : HBS1505, HBS designation : Solax Triple Power T-Bat H 5.8 (3 off) w/ Solar X1-Fit-5.0-I, Reposit, Inverter Capacity (Var) : 4999, Useable capacity (kWh) : 15.6, BESS manufacturer : NULL, BESS Model # : NULL, Battery System (BS) Manufacturer : Triple Power, Battery System (BS) Model # : T-Bat H 5.8, Number of BESS/BS in system : 3, Inverter manufacturer : Solax Power, Inverter model # : X1-Fit-5.0-I, Smart controller/meter manufacturer : Reposit, Smart controller/meter model # : Reposit controller 2.0 series, Current sensor manufacturer : NULL, Current sensor model # : NULL, Other major component manufacturer : NULL, Other major component model # : NULL, Other major component manufacturer : NULL, Other major component model # : NULL, Battery Brand : Solax, SystemId : 422
Date Added : 27-Feb-20, Reference # : HBS1506, HBS designation : Solax Triple Power T-Bat H 5.8 (3 off) w/ Solar X1-Hybrid-3.0-N-I, Reposit, Inverter Capacity (Var) : 3000, Useable capacity (kWh) : 15.6, BESS manufacturer : NULL, BESS Model # : NULL, Battery System (BS) Manufacturer : Triple Power, Battery System (BS) Model # : T-Bat H 5.8, Number of BESS/BS in system : 3, Inverter manufacturer : Solax Power, Inverter model # : X1-Hybrid-3.0-N-I, Smart controller/meter manufacturer : Reposit, Smart controller/meter model # : Reposit controller 2.0 series, Current sensor manufacturer : NULL, Current sensor model # : NULL, Other major component manufacturer : NULL, Other major component model # : NULL, Other major component manufacturer : NULL, Other major component model # : NULL, Battery Brand : Solax, SystemId : 423
Date Added : 27-Feb-20, Reference # : HBS1507, HBS designation : Solax Triple Power T-Bat H 5.8 (3 off) w/ Solar X1-Hybrid-3.7-N-I, Reposit, Inverter Capacity (Var) : 3680, Useable capacity (kWh) : 15.6, BESS manufacturer : NULL, BESS Model # : NULL, Battery System (BS) Manufacturer : Triple Power, Battery System (BS) Model # : T-Bat H 5.8, Number of BESS/BS in system : 3, Inverter manufacturer : Solax Power, Inverter model # : X1-Hybrid-3.7-N-I, Smart controller/meter manufacturer : Reposit, Smart controller/meter model # : Reposit controller 2.0 series, Current sensor manufacturer : NULL, Current sensor model # : NULL, Other major component manufacturer : NULL, Other major component model # : NULL, Other major component manufacturer : NULL, Other major component model # : NULL, Battery Brand : Solax, SystemId : 424
Date Added : 27-Feb-20, Reference # : HBS1508, HBS designation : Solax Triple Power T-Bat H 5.8 (3 off) w/ Solar X1-Hybrid-4.6-N-I, Reposit, Inverter Capacity (Var) : 4600, Useable capacity (kWh) : 15.6, BESS manufacturer : NULL, BESS Model # : NULL, Battery System (BS) Manufacturer : Triple Power, Battery System (BS) Model # : T-Bat H 5.8, Number of BESS/BS in system : 3, Inverter manufacturer : Solax Power, Inverter model # : X1-Hybrid-4.6-N-I, Smart controller/meter manufacturer : Reposit, Smart controller/meter model # : Reposit controller 2.0 series, Current sensor manufacturer : NULL, Current sensor model # : NULL, Other major component manufacturer : NULL, Other major component model # : NULL, Other major component manufacturer : NULL, Other major component model # : NULL, Battery Brand : Solax, SystemId : 425
Date Added : 27-Feb-20, Reference # : HBS1509, HBS designation : Solax Triple Power T-Bat H 5.8 (3 off) w/ Solar X1-Hybrid-5.0-N-I, Reposit, Inverter Capacity (Var) : 4999, Useable capacity (kWh) : 15.6, BESS manufacturer : NULL, BESS Model # : NULL, Battery System (BS) Manufacturer : Triple Power, Battery System (BS) Model # : T-Bat H 5.8, Number of BESS/BS in system : 3, Inverter manufacturer : Solax Power, Inverter model # : X1-Hybrid-5.0-N-I, Smart controller/meter manufacturer : Reposit, Smart controller/meter model # : Reposit controller 2.0 series, Current sensor manufacturer : NULL, Current sensor model # : NULL, Other major component manufacturer : NULL, Other major component model # : NULL, Other major component manufacturer : NULL, Other major component model # : NULL, Battery Brand : Solax, SystemId : 426
Date Added : 27-Feb-20, Reference # : HBS1510, HBS designation : Solax Triple Power T-Bat H 5.8 (3 off) w/ Solar X3-Hybrid-10.0-N-C, Reposit, Inverter Capacity (Var) : 10000, Useable capacity (kWh) : 15.6, BESS manufacturer : NULL, BESS Model # : NULL, Battery System (BS) Manufacturer : Triple Power, Battery System (BS) Model # : T-Bat H 5.8, Number of BESS/BS in system : 3, Inverter manufacturer : Solax Power, Inverter model # : X3-Hybrid-10.0-N-C, Smart controller/meter manufacturer : Reposit, Smart controller/meter model # : Reposit controller 2.0 series, Current sensor manufacturer : NULL, Current sensor model # : NULL, Other major component manufacturer : NULL, Other major component model # : NULL, Other major component manufacturer : NULL, Other major component model # : NULL, Battery Brand : Solax, SystemId : 427
Date Added : 27-Feb-20, Reference # : HBS1511, HBS designation : Solax Triple Power T-Bat H 5.8 (3 off) w/ Solar X3-Hybrid-10.0-N-E, Reposit, Inverter Capacity (Var) : 10000, Useable capacity (kWh) : 15.6, BESS manufacturer : NULL, BESS Model # : NULL, Battery System (BS) Manufacturer : Triple Power, Battery System (BS) Model # : T-Bat H 5.8, Number of BESS/BS in system : 3, Inverter manufacturer : Solax Power, Inverter model # : X3-Hybrid-10.0-N-E, Smart controller/meter manufacturer : Reposit, Smart controller/meter model # : Reposit controller 2.0 series, Current sensor manufacturer : NULL, Current sensor model # : NULL, Other major component manufacturer : NULL, Other major component model # : NULL, Other major component manufacturer : NULL, Other major component model # : NULL, Battery Brand : Solax, SystemId : 428
Date Added : 27-Feb-20, Reference # : HBS1512, HBS designation : Solax Triple Power T-Bat H 5.8 (3 off) w/ Solar X3-Hybrid-5.0-N-C, Reposit, Inverter Capacity (Var) : 5000, Useable capacity (kWh) : 15.6, BESS manufacturer : NULL, BESS Model # : NULL, Battery System (BS) Manufacturer : Triple Power, Battery System (BS) Model # : T-Bat H 5.8, Number of BESS/BS in system : 3, Inverter manufacturer : Solax Power, Inverter model # : X3-Hybrid-5.0-N-C, Smart controller/meter manufacturer : Reposit, Smart controller/meter model # : Reposit controller 2.0 series, Current sensor manufacturer : NULL, Current sensor model # : NULL, Other major component manufacturer : NULL, Other major component model # : NULL, Other major component manufacturer : NULL, Other major component model # : NULL, Battery Brand : Solax, SystemId : 429
Date Added : 27-Feb-20, Reference # : HBS1513, HBS designation : Solax Triple Power T-Bat H 5.8 (3 off) w/ Solar X3-Hybrid-5.0-N-E, Reposit, Inverter Capacity (Var) : 5000, Useable capacity (kWh) : 15.6, BESS manufacturer : NULL, BESS Model # : NULL, Battery System (BS) Manufacturer : Triple Power, Battery System (BS) Model # : T-Bat H 5.8, Number of BESS/BS in system : 3, Inverter manufacturer : Solax Power, Inverter model # : X3-Hybrid-5.0-N-E, Smart controller/meter manufacturer : Reposit, Smart controller/meter model # : Reposit controller 2.0 series, Current sensor manufacturer : NULL, Current sensor model # : NULL, Other major component manufacturer : NULL, Other major component model # : NULL, Other major component manufacturer : NULL, Other major component model # : NULL, Battery Brand : Solax, SystemId : 430
Date Added : 27-Feb-20, Reference # : HBS1514, HBS designation : Solax Triple Power T-Bat H 5.8 (3 off) w/ Solar X3-Hybrid-6.0-N-C, Reposit, Inverter Capacity (Var) : 6000, Useable capacity (kWh) : 15.6, BESS manufacturer : NULL, BESS Model # : NULL, Battery System (BS) Manufacturer : Triple Power, Battery System (BS) Model # : T-Bat H 5.8, Number of BESS/BS in system : 3, Inverter manufacturer : Solax Power, Inverter model # : X3-Hybrid-6.0-N-C, Smart controller/meter manufacturer : Reposit, Smart controller/meter model # : Reposit controller 2.0 series, Current sensor manufacturer : NULL, Current sensor model # : NULL, Other major component manufacturer : NULL, Other major component model # : NULL, Other major component manufacturer : NULL, Other major component model # : NULL, Battery Brand : Solax, SystemId : 431
Date Added : 27-Feb-20, Reference # : HBS1515, HBS designation : Solax Triple Power T-Bat H 5.8 (3 off) w/ Solar X3-Hybrid-6.0-N-E, Reposit, Inverter Capacity (Var) : 6000, Useable capacity (kWh) : 15.6, BESS manufacturer : NULL, BESS Model # : NULL, Battery System (BS) Manufacturer : Triple Power, Battery System (BS) Model # : T-Bat H 5.8, Number of BESS/BS in system : 3, Inverter manufacturer : Solax Power, Inverter model # : X3-Hybrid-6.0-N-E, Smart controller/meter manufacturer : Reposit, Smart controller/meter model # : Reposit controller 2.0 series, Current sensor manufacturer : NULL, Current sensor model # : NULL, Other major component manufacturer : NULL, Other major component model # : NULL, Other major component manufacturer : NULL, Other major component model # : NULL, Battery Brand : Solax, SystemId : 432
Date Added : 27-Feb-20, Reference # : HBS1516, HBS designation : Solax Triple Power T-Bat H 5.8 (3 off) w/ Solar X3-Hybrid-8.0-N-E, Reposit, Inverter Capacity (Var) : 8000, Useable capacity (kWh) : 15.6, BESS manufacturer : NULL, BESS Model # : NULL, Battery System (BS) Manufacturer : Triple Power, Battery System (BS) Model # : T-Bat H 5.8, Number of BESS/BS in system : 3, Inverter manufacturer : Solax Power, Inverter model # : X3-Hybrid-8.0-N-E, Smart controller/meter manufacturer : Reposit, Smart controller/meter model # : Reposit controller 2.0 series, Current sensor manufacturer : NULL, Current sensor model # : NULL, Other major component manufacturer : NULL, Other major component model # : NULL, Other major component manufacturer : NULL, Other major component model # : NULL, Battery Brand : Solax, SystemId : 433
Date Added : 27-Feb-20, Reference # : HBS1517, HBS designation : Solax Triple Power T-Bat H 5.8 (4 off) w/ Solar X1-Fit-3.7-I, Reposit, Inverter Capacity (Var) : 3680, Useable capacity (kWh) : 20.8, BESS manufacturer : NULL, BESS Model # : NULL, Battery System (BS) Manufacturer : Triple Power, Battery System (BS) Model # : T-Bat H 5.8, Number of BESS/BS in system : 4, Inverter manufacturer : Solax Power, Inverter model # : X1-Fit-3.7-I, Smart controller/meter manufacturer : Reposit, Smart controller/meter model # : Reposit controller 2.0 series, Current sensor manufacturer : NULL, Current sensor model # : NULL, Other major component manufacturer : NULL, Other major component model # : NULL, Other major component manufacturer : NULL, Other major component model # : NULL, Battery Brand : Solax, SystemId : 434
Date Added : 27-Feb-20, Reference # : HBS1518, HBS designation : Solax Triple Power T-Bat H 5.8 (4 off) w/ Solar X1-Fit-4.6-I, Reposit, Inverter Capacity (Var) : 4600, Useable capacity (kWh) : 20.8, BESS manufacturer : NULL, BESS Model # : NULL, Battery System (BS) Manufacturer : Triple Power, Battery System (BS) Model # : T-Bat H 5.8, Number of BESS/BS in system : 4, Inverter manufacturer : Solax Power, Inverter model # : X1-Fit-4.6-I, Smart controller/meter manufacturer : Reposit, Smart controller/meter model # : Reposit controller 2.0 series, Current sensor manufacturer : NULL, Current sensor model # : NULL, Other major component manufacturer : NULL, Other major component model # : NULL, Other major component manufacturer : NULL, Other major component model # : NULL, Battery Brand : Solax, SystemId : 435
Date Added : 27-Feb-20, Reference # : HBS1519, HBS designation : Solax Triple Power T-Bat H 5.8 (4 off) w/ Solar X1-Fit-5.0-C, Reposit, Inverter Capacity (Var) : 4999, Useable capacity (kWh) : 20.8, BESS manufacturer : NULL, BESS Model # : NULL, Battery System (BS) Manufacturer : Triple Power, Battery System (BS) Model # : T-Bat H 5.8, Number of BESS/BS in system : 4, Inverter manufacturer : Solax Power, Inverter model # : X1-Fit-5.0-C, Smart controller/meter manufacturer : Reposit, Smart controller/meter model # : Reposit controller 2.0 series, Current sensor manufacturer : NULL, Current sensor model # : NULL, Other major component manufacturer : NULL, Other major component model # : NULL, Other major component manufacturer : NULL, Other major component model # : NULL, Battery Brand : Solax, SystemId : 436
Date Added : 27-Feb-20, Reference # : HBS1520, HBS designation : Solax Triple Power T-Bat H 5.8 (4 off) w/ Solar X1-Fit-5.0-I, Reposit, Inverter Capacity (Var) : 4999, Useable capacity (kWh) : 20.8, BESS manufacturer : NULL, BESS Model # : NULL, Battery System (BS) Manufacturer : Triple Power, Battery System (BS) Model # : T-Bat H 5.8, Number of BESS/BS in system : 4, Inverter manufacturer : Solax Power, Inverter model # : X1-Fit-5.0-I, Smart controller/meter manufacturer : Reposit, Smart controller/meter model # : Reposit controller 2.0 series, Current sensor manufacturer : NULL, Current sensor model # : NULL, Other major component manufacturer : NULL, Other major component model # : NULL, Other major component manufacturer : NULL, Other major component model # : NULL, Battery Brand : Solax, SystemId : 437
Date Added : 27-Feb-20, Reference # : HBS1521, HBS designation : Solax Triple Power T-Bat H 5.8 (4 off) w/ Solar X1-Hybrid-3.0-N-I, Reposit, Inverter Capacity (Var) : 3000, Useable capacity (kWh) : 20.8, BESS manufacturer : NULL, BESS Model # : NULL, Battery System (BS) Manufacturer : Triple Power, Battery System (BS) Model # : T-Bat H 5.8, Number of BESS/BS in system : 4, Inverter manufacturer : Solax Power, Inverter model # : X1-Hybrid-3.0-N-I, Smart controller/meter manufacturer : Reposit, Smart controller/meter model # : Reposit controller 2.0 series, Current sensor manufacturer : NULL, Current sensor model # : NULL, Other major component manufacturer : NULL, Other major component model # : NULL, Other major component manufacturer : NULL, Other major component model # : NULL, Battery Brand : Solax, SystemId : 438
Date Added : 27-Feb-20, Reference # : HBS1522, HBS designation : Solax Triple Power T-Bat H 5.8 (4 off) w/ Solar X1-Hybrid-3.7-N-I, Reposit, Inverter Capacity (Var) : 3680, Useable capacity (kWh) : 20.8, BESS manufacturer : NULL, BESS Model # : NULL, Battery System (BS) Manufacturer : Triple Power, Battery System (BS) Model # : T-Bat H 5.8, Number of BESS/BS in system : 4, Inverter manufacturer : Solax Power, Inverter model # : X1-Hybrid-3.7-N-I, Smart controller/meter manufacturer : Reposit, Smart controller/meter model # : Reposit controller 2.0 series, Current sensor manufacturer : NULL, Current sensor model # : NULL, Other major component manufacturer : NULL, Other major component model # : NULL, Other major component manufacturer : NULL, Other major component model # : NULL, Battery Brand : Solax, SystemId : 439
Date Added : 27-Feb-20, Reference # : HBS1523, HBS designation : Solax Triple Power T-Bat H 5.8 (4 off) w/ Solar X1-Hybrid-4.6-N-I, Reposit, Inverter Capacity (Var) : 4600, Useable capacity (kWh) : 20.8, BESS manufacturer : NULL, BESS Model # : NULL, Battery System (BS) Manufacturer : Triple Power, Battery System (BS) Model # : T-Bat H 5.8, Number of BESS/BS in system : 4, Inverter manufacturer : Solax Power, Inverter model # : X1-Hybrid-4.6-N-I, Smart controller/meter manufacturer : Reposit, Smart controller/meter model # : Reposit controller 2.0 series, Current sensor manufacturer : NULL, Current sensor model # : NULL, Other major component manufacturer : NULL, Other major component model # : NULL, Other major component manufacturer : NULL, Other major component model # : NULL, Battery Brand : Solax, SystemId : 440
Date Added : 27-Feb-20, Reference # : HBS1524, HBS designation : Solax Triple Power T-Bat H 5.8 (4 off) w/ Solar X1-Hybrid-5.0-N-I, Reposit, Inverter Capacity (Var) : 4999, Useable capacity (kWh) : 20.8, BESS manufacturer : NULL, BESS Model # : NULL, Battery System (BS) Manufacturer : Triple Power, Battery System (BS) Model # : T-Bat H 5.8, Number of BESS/BS in system : 4, Inverter manufacturer : Solax Power, Inverter model # : X1-Hybrid-5.0-N-I, Smart controller/meter manufacturer : Reposit, Smart controller/meter model # : Reposit controller 2.0 series, Current sensor manufacturer : NULL, Current sensor model # : NULL, Other major component manufacturer : NULL, Other major component model # : NULL, Other major component manufacturer : NULL, Other major component model # : NULL, Battery Brand : Solax, SystemId : 441
Date Added : 27-Feb-20, Reference # : HBS1525, HBS designation : Solax Triple Power T-Bat H 5.8 (4 off) w/ Solar X3-Hybrid-10.0-N-C, Reposit, Inverter Capacity (Var) : 10000, Useable capacity (kWh) : 20.8, BESS manufacturer : NULL, BESS Model # : NULL, Battery System (BS) Manufacturer : Triple Power, Battery System (BS) Model # : T-Bat H 5.8, Number of BESS/BS in system : 4, Inverter manufacturer : Solax Power, Inverter model # : X3-Hybrid-10.0-N-C, Smart controller/meter manufacturer : Reposit, Smart controller/meter model # : Reposit controller 2.0 series, Current sensor manufacturer : NULL, Current sensor model # : NULL, Other major component manufacturer : NULL, Other major component model # : NULL, Other major component manufacturer : NULL, Other major component model # : NULL, Battery Brand : Solax, SystemId : 442
Date Added : 27-Feb-20, Reference # : HBS1526, HBS designation : Solax Triple Power T-Bat H 5.8 (4 off) w/ Solar X3-Hybrid-10.0-N-E, Reposit, Inverter Capacity (Var) : 10000, Useable capacity (kWh) : 20.8, BESS manufacturer : NULL, BESS Model # : NULL, Battery System (BS) Manufacturer : Triple Power, Battery System (BS) Model # : T-Bat H 5.8, Number of BESS/BS in system : 4, Inverter manufacturer : Solax Power, Inverter model # : X3-Hybrid-10.0-N-E, Smart controller/meter manufacturer : Reposit, Smart controller/meter model # : Reposit controller 2.0 series, Current sensor manufacturer : NULL, Current sensor model # : NULL, Other major component manufacturer : NULL, Other major component model # : NULL, Other major component manufacturer : NULL, Other major component model # : NULL, Battery Brand : Solax, SystemId : 443
Date Added : 27-Feb-20, Reference # : HBS1527, HBS designation : Solax Triple Power T-Bat H 5.8 (4 off) w/ Solar X3-Hybrid-5.0-N-C, Reposit, Inverter Capacity (Var) : 5000, Useable capacity (kWh) : 20.8, BESS manufacturer : NULL, BESS Model # : NULL, Battery System (BS) Manufacturer : Triple Power, Battery System (BS) Model # : T-Bat H 5.8, Number of BESS/BS in system : 4, Inverter manufacturer : Solax Power, Inverter model # : X3-Hybrid-5.0-N-C, Smart controller/meter manufacturer : Reposit, Smart controller/meter model # : Reposit controller 2.0 series, Current sensor manufacturer : NULL, Current sensor model # : NULL, Other major component manufacturer : NULL, Other major component model # : NULL, Other major component manufacturer : NULL, Other major component model # : NULL, Battery Brand : Solax, SystemId : 444
Date Added : 27-Feb-20, Reference # : HBS1528, HBS designation : Solax Triple Power T-Bat H 5.8 (4 off) w/ Solar X3-Hybrid-5.0-N-E, Reposit, Inverter Capacity (Var) : 5000, Useable capacity (kWh) : 20.8, BESS manufacturer : NULL, BESS Model # : NULL, Battery System (BS) Manufacturer : Triple Power, Battery System (BS) Model # : T-Bat H 5.8, Number of BESS/BS in system : 4, Inverter manufacturer : Solax Power, Inverter model # : X3-Hybrid-5.0-N-E, Smart controller/meter manufacturer : Reposit, Smart controller/meter model # : Reposit controller 2.0 series, Current sensor manufacturer : NULL, Current sensor model # : NULL, Other major component manufacturer : NULL, Other major component model # : NULL, Other major component manufacturer : NULL, Other major component model # : NULL, Battery Brand : Solax, SystemId : 445
Date Added : 27-Feb-20, Reference # : HBS1529, HBS designation : Solax Triple Power T-Bat H 5.8 (4 off) w/ Solar X3-Hybrid-6.0-N-C, Reposit, Inverter Capacity (Var) : 6000, Useable capacity (kWh) : 20.8, BESS manufacturer : NULL, BESS Model # : NULL, Battery System (BS) Manufacturer : Triple Power, Battery System (BS) Model # : T-Bat H 5.8, Number of BESS/BS in system : 4, Inverter manufacturer : Solax Power, Inverter model # : X3-Hybrid-6.0-N-C, Smart controller/meter manufacturer : Reposit, Smart controller/meter model # : Reposit controller 2.0 series, Current sensor manufacturer : NULL, Current sensor model # : NULL, Other major component manufacturer : NULL, Other major component model # : NULL, Other major component manufacturer : NULL, Other major component model # : NULL, Battery Brand : Solax, SystemId : 446
Date Added : 27-Feb-20, Reference # : HBS1530, HBS designation : Solax Triple Power T-Bat H 5.8 (4 off) w/ Solar X3-Hybrid-6.0-N-E, Reposit, Inverter Capacity (Var) : 6000, Useable capacity (kWh) : 20.8, BESS manufacturer : NULL, BESS Model # : NULL, Battery System (BS) Manufacturer : Triple Power, Battery System (BS) Model # : T-Bat H 5.8, Number of BESS/BS in system : 4, Inverter manufacturer : Solax Power, Inverter model # : X3-Hybrid-6.0-N-E, Smart controller/meter manufacturer : Reposit, Smart controller/meter model # : Reposit controller 2.0 series, Current sensor manufacturer : NULL, Current sensor model # : NULL, Other major component manufacturer : NULL, Other major component model # : NULL, Other major component manufacturer : NULL, Other major component model # : NULL, Battery Brand : Solax, SystemId : 447
Date Added : 27-Feb-20, Reference # : HBS1531, HBS designation : Solax Triple Power T-Bat H 5.8 (4 off) w/ Solar X3-Hybrid-8.0-N-E, Reposit, Inverter Capacity (Var) : 8000, Useable capacity (kWh) : 20.8, BESS manufacturer : NULL, BESS Model # : NULL, Battery System (BS) Manufacturer : Triple Power, Battery System (BS) Model # : T-Bat H 5.8, Number of BESS/BS in system : 4, Inverter manufacturer : Solax Power, Inverter model # : X3-Hybrid-8.0-N-E, Smart controller/meter manufacturer : Reposit, Smart controller/meter model # : Reposit controller 2.0 series, Current sensor manufacturer : NULL, Current sensor model # : NULL, Other major component manufacturer : NULL, Other major component model # : NULL, Other major component manufacturer : NULL, Other major component model # : NULL, Battery Brand : Solax, SystemId : 448
Date Added : 17-Mar-20, Reference # : HBS1424, HBS designation : ABB REACT2-UNO-3.6-TL + 1REACT2-BATT, Inverter Capacity (Var) : 3600, Useable capacity (kWh) : 3.8, BESS manufacturer : ABB, BESS Model # : REACT2-UNO-3.6-TL + 1REACT2-BATT, Battery System (BS) Manufacturer : NULL, Battery System (BS) Model # : NULL, Number of BESS/BS in system : 1, Inverter manufacturer : NULL, Inverter model # : NULL, Smart controller/meter manufacturer : ABB, Smart controller/meter model # : Compatible meter, Current sensor manufacturer : NULL, Current sensor model # : NULL, Other major component manufacturer : NULL, Other major component model # : NULL, Other major component manufacturer : NULL, Other major component model # : NULL, Battery Brand : ABB, SystemId : 449
Date Added : 17-Mar-20, Reference # : HBS1425, HBS designation : ABB REACT2-UNO-3.6-TL + 2REACT2-BATT, Inverter Capacity (Var) : 3600, Useable capacity (kWh) : 7.6, BESS manufacturer : ABB, BESS Model # : REACT2-UNO-3.6-TL + 2REACT2-BATT, Battery System (BS) Manufacturer : NULL, Battery System (BS) Model # : NULL, Number of BESS/BS in system : 1, Inverter manufacturer : NULL, Inverter model # : NULL, Smart controller/meter manufacturer : ABB, Smart controller/meter model # : Compatible meter, Current sensor manufacturer : NULL, Current sensor model # : NULL, Other major component manufacturer : NULL, Other major component model # : NULL, Other major component manufacturer : NULL, Other major component model # : NULL, Battery Brand : ABB, SystemId : 450
Date Added : 17-Mar-20, Reference # : HBS1426, HBS designation : ABB REACT2-UNO-3.6-TL + 3REACT2-BATT, Inverter Capacity (Var) : 3600, Useable capacity (kWh) : 11.4, BESS manufacturer : ABB, BESS Model # : REACT2-UNO-3.6-TL + 3REACT2-BATT, Battery System (BS) Manufacturer : NULL, Battery System (BS) Model # : NULL, Number of BESS/BS in system : 1, Inverter manufacturer : NULL, Inverter model # : NULL, Smart controller/meter manufacturer : ABB, Smart controller/meter model # : Compatible meter, Current sensor manufacturer : NULL, Current sensor model # : NULL, Other major component manufacturer : NULL, Other major component model # : NULL, Other major component manufacturer : NULL, Other major component model # : NULL, Battery Brand : ABB, SystemId : 451
Date Added : 17-Mar-20, Reference # : HBS1427, HBS designation : ABB REACT2-UNO-5.0-TL + 1REACT2-BATT, Inverter Capacity (Var) : 5000, Useable capacity (kWh) : 3.8, BESS manufacturer : ABB, BESS Model # : REACT2-UNO-5.0-TL + 1REACT2-BATT, Battery System (BS) Manufacturer : NULL, Battery System (BS) Model # : NULL, Number of BESS/BS in system : 1, Inverter manufacturer : NULL, Inverter model # : NULL, Smart controller/meter manufacturer : ABB, Smart controller/meter model # : Compatible meter, Current sensor manufacturer : NULL, Current sensor model # : NULL, Other major component manufacturer : NULL, Other major component model # : NULL, Other major component manufacturer : NULL, Other major component model # : NULL, Battery Brand : ABB, SystemId : 452
Date Added : 17-Mar-20, Reference # : HBS1428, HBS designation : ABB REACT2-UNO-5.0-TL + 2REACT2-BATT, Inverter Capacity (Var) : 5000, Useable capacity (kWh) : 7.6, BESS manufacturer : ABB, BESS Model # : REACT2-UNO-5.0-TL + 2REACT2-BATT, Battery System (BS) Manufacturer : NULL, Battery System (BS) Model # : NULL, Number of BESS/BS in system : 1, Inverter manufacturer : NULL, Inverter model # : NULL, Smart controller/meter manufacturer : ABB, Smart controller/meter model # : Compatible meter, Current sensor manufacturer : NULL, Current sensor model # : NULL, Other major component manufacturer : NULL, Other major component model # : NULL, Other major component manufacturer : NULL, Other major component model # : NULL, Battery Brand : ABB, SystemId : 453
Date Added : 17-Mar-20, Reference # : HBS1429, HBS designation : ABB REACT2-UNO-5.0-TL + 3REACT2-BATT, Inverter Capacity (Var) : 5000, Useable capacity (kWh) : 11.4, BESS manufacturer : ABB, BESS Model # : REACT2-UNO-5.0-TL + 3REACT2-BATT, Battery System (BS) Manufacturer : NULL, Battery System (BS) Model # : NULL, Number of BESS/BS in system : 1, Inverter manufacturer : NULL, Inverter model # : NULL, Smart controller/meter manufacturer : ABB, Smart controller/meter model # : Compatible meter, Current sensor manufacturer : NULL, Current sensor model # : NULL, Other major component manufacturer : NULL, Other major component model # : NULL, Other major component manufacturer : NULL, Other major component model # : NULL, Battery Brand : ABB, SystemId : 454
Date Added : 17-Mar-20, Reference # : HBS1560, HBS designation : BYD B-Box H 9.0(Au) w/ GoodWe GW05KL-ET, SwitchDin 'smart controller', Inverter Capacity (Var) : 5000, Useable capacity (kWh) : 9, BESS manufacturer : NULL, BESS Model # : NULL, Battery System (BS) Manufacturer : BYD, Battery System (BS) Model # : B-Box H9.0(Au), Number of BESS/BS in system : 1, Inverter manufacturer : GoodWe, Inverter model # : GW05KL-ET, Smart controller/meter manufacturer : SwitchDIN, Smart controller/meter model # : Droplet, Current sensor manufacturer : NULL, Current sensor model # : NULL, Other major component manufacturer : NULL, Other major component model # : NULL, Other major component manufacturer : NULL, Other major component model # : NULL, Battery Brand : BYD, SystemId : 455
Date Added : 19-Mar-20, Reference # : HBS1572, HBS designation : Soltaro SOL-R16-4.5KWH w/ Soltaro Hyper 5000 inverter, Chint DDSU666 meter, Inverter Capacity (Var) : 5000, Useable capacity (kWh) : 4.1, BESS manufacturer : NULL, BESS Model # : NULL, Battery System (BS) Manufacturer : Soltaro, Battery System (BS) Model # : SOL-R16-4.5KWH, Number of BESS/BS in system : 1, Inverter manufacturer : Soltaro, Inverter model # : Hyper 5000, Smart controller/meter manufacturer : Chint, Smart controller/meter model # : DDSU666, Current sensor manufacturer : Chint, Current sensor model # : DDSU666 CT Clamp, Other major component manufacturer : NULL, Other major component model # : NULL, Other major component manufacturer : NULL, Other major component model # : NULL, Battery Brand : Soltaro, SystemId : 456
Date Added : 02-Apr-20, Reference # : HBS1580, HBS designation : BYD Battery-Box H6.4 (AU) w/ Goodwe GW5KL-ET inverter (3 phase), Inverter Capacity (Var) : 5000, Useable capacity (kWh) : 6.4, BESS manufacturer : NULL, BESS Model # : NULL, Battery System (BS) Manufacturer : BYD, Battery System (BS) Model # : Battery-Box H6.4 (AU), Number of BESS/BS in system : 1, Inverter manufacturer : Goodwe, Inverter model # : GW5KL-ET, Smart controller/meter manufacturer : NULL, Smart controller/meter model # : NULL, Current sensor manufacturer : NULL, Current sensor model # : NULL, Other major component manufacturer : NULL, Other major component model # : NULL, Other major component manufacturer : NULL, Other major component model # : NULL, Battery Brand : BYD, SystemId : 458
Date Added : 02-Apr-20, Reference # : HBS1581, HBS designation : BYD Battery-Box H6.4 (AU) w/ Goodwe GW10KL-ET inverter (3 phase), Inverter Capacity (Var) : 10000, Useable capacity (kWh) : 6.4, BESS manufacturer : NULL, BESS Model # : NULL, Battery System (BS) Manufacturer : BYD, Battery System (BS) Model # : Battery-Box H6.4 (AU), Number of BESS/BS in system : 1, Inverter manufacturer : Goodwe, Inverter model # : GW10KL-ET, Smart controller/meter manufacturer : NULL, Smart controller/meter model # : NULL, Current sensor manufacturer : NULL, Current sensor model # : NULL, Other major component manufacturer : NULL, Other major component model # : NULL, Other major component manufacturer : NULL, Other major component model # : NULL, Battery Brand : BYD, SystemId : 459
Date Added : 02-Apr-20, Reference # : HBS1582, HBS designation : BYD Battery-Box H10.2 (AU) w/ Goodwe GW5KL-ET inverter (3 phase), Inverter Capacity (Var) : 5000, Useable capacity (kWh) : 10.2, BESS manufacturer : NULL, BESS Model # : NULL, Battery System (BS) Manufacturer : BYD, Battery System (BS) Model # : Battery-Box H10.2 (AU), Number of BESS/BS in system : 1, Inverter manufacturer : Goodwe, Inverter model # : GW5KL-ET, Smart controller/meter manufacturer : NULL, Smart controller/meter model # : NULL, Current sensor manufacturer : NULL, Current sensor model # : NULL, Other major component manufacturer : NULL, Other major component model # : NULL, Other major component manufacturer : NULL, Other major component model # : NULL, Battery Brand : BYD, SystemId : 460
Date Added : 02-Apr-20, Reference # : HBS1583, HBS designation : BYD Battery-Box H10.2 (AU) w/ Goodwe GW10KL-ET inverter (3 phase), Inverter Capacity (Var) : 10000, Useable capacity (kWh) : 10.2, BESS manufacturer : NULL, BESS Model # : NULL, Battery System (BS) Manufacturer : BYD, Battery System (BS) Model # : Battery-Box H10.2 (AU), Number of BESS/BS in system : 1, Inverter manufacturer : Goodwe, Inverter model # : GW10KL-ET, Smart controller/meter manufacturer : NULL, Smart controller/meter model # : NULL, Current sensor manufacturer : NULL, Current sensor model # : NULL, Other major component manufacturer : NULL, Other major component model # : NULL, Other major component manufacturer : NULL, Other major component model # : NULL, Battery Brand : BYD, SystemId : 461
Date Added : 02-Apr-20, Reference # : HBS1584, HBS designation : BYD Battery-Box H5.1 (AU) w/ Goodwe GW5KL-ET inverter (3 phase), Inverter Capacity (Var) : 5000, Useable capacity (kWh) : 5.1, BESS manufacturer : NULL, BESS Model # : NULL, Battery System (BS) Manufacturer : BYD, Battery System (BS) Model # : Battery-Box H5.1 (AU), Number of BESS/BS in system : 1, Inverter manufacturer : Goodwe, Inverter model # : GW5KL-ET, Smart controller/meter manufacturer : NULL, Smart controller/meter model # : NULL, Current sensor manufacturer : NULL, Current sensor model # : NULL, Other major component manufacturer : NULL, Other major component model # : NULL, Other major component manufacturer : NULL, Other major component model # : NULL, Battery Brand : BYD, SystemId : 462
Date Added : 02-Apr-20, Reference # : HBS1585, HBS designation : BYD Battery-Box H5.1 (AU) w/ Goodwe GW10KL-ET inverter (3 phase), Inverter Capacity (Var) : 10000, Useable capacity (kWh) : 5.1, BESS manufacturer : NULL, BESS Model # : NULL, Battery System (BS) Manufacturer : BYD, Battery System (BS) Model # : Battery-Box H5.1 (AU), Number of BESS/BS in system : 1, Inverter manufacturer : Goodwe, Inverter model # : GW10KL-ET, Smart controller/meter manufacturer : NULL, Smart controller/meter model # : NULL, Current sensor manufacturer : NULL, Current sensor model # : NULL, Other major component manufacturer : NULL, Other major component model # : NULL, Other major component manufacturer : NULL, Other major component model # : NULL, Battery Brand : BYD, SystemId : 463
Date Added : 02-Apr-20, Reference # : HBS1586, HBS designation : BYD Battery-Box H7.7 (AU) w/ Goodwe GW5KL-ET inverter (3 phase), Inverter Capacity (Var) : 5000, Useable capacity (kWh) : 7.7, BESS manufacturer : NULL, BESS Model # : NULL, Battery System (BS) Manufacturer : BYD, Battery System (BS) Model # : Battery-Box H7.7 (AU), Number of BESS/BS in system : 1, Inverter manufacturer : Goodwe, Inverter model # : GW5KL-ET, Smart controller/meter manufacturer : NULL, Smart controller/meter model # : NULL, Current sensor manufacturer : NULL, Current sensor model # : NULL, Other major component manufacturer : NULL, Other major component model # : NULL, Other major component manufacturer : NULL, Other major component model # : NULL, Battery Brand : BYD, SystemId : 464
Date Added : 02-Apr-20, Reference # : HBS1587, HBS designation : BYD Battery-Box H7.7 (AU) w/ Goodwe GW10KL-ET inverter (3 phase), Inverter Capacity (Var) : 10000, Useable capacity (kWh) : 7.7, BESS manufacturer : NULL, BESS Model # : NULL, Battery System (BS) Manufacturer : BYD, Battery System (BS) Model # : Battery-Box H7.7 (AU), Number of BESS/BS in system : 1, Inverter manufacturer : Goodwe, Inverter model # : GW10KL-ET, Smart controller/meter manufacturer : NULL, Smart controller/meter model # : NULL, Current sensor manufacturer : NULL, Current sensor model # : NULL, Other major component manufacturer : NULL, Other major component model # : NULL, Other major component manufacturer : NULL, Other major component model # : NULL, Battery Brand : BYD, SystemId : 465
Date Added : 02-Apr-20, Reference # : HBS1588, HBS designation : BYD Battery-Box H11.5 (AU) w/ Goodwe GW5KL-ET inverter (3 phase), Inverter Capacity (Var) : 5000, Useable capacity (kWh) : 11.5, BESS manufacturer : NULL, BESS Model # : NULL, Battery System (BS) Manufacturer : BYD, Battery System (BS) Model # : Battery-Box H11.5 (AU), Number of BESS/BS in system : 1, Inverter manufacturer : Goodwe, Inverter model # : GW5KL-ET, Smart controller/meter manufacturer : NULL, Smart controller/meter model # : NULL, Current sensor manufacturer : NULL, Current sensor model # : NULL, Other major component manufacturer : NULL, Other major component model # : NULL, Other major component manufacturer : NULL, Other major component model # : NULL, Battery Brand : BYD, SystemId : 467
Date Added : 02-Apr-20, Reference # : HBS1589, HBS designation : BYD Battery-Box H11.5 (AU) w/ Goodwe GW10KL-ET inverter (3 phase), Inverter Capacity (Var) : 10000, Useable capacity (kWh) : 11.5, BESS manufacturer : NULL, BESS Model # : NULL, Battery System (BS) Manufacturer : BYD, Battery System (BS) Model # : Battery-Box H11.5 (AU), Number of BESS/BS in system : 1, Inverter manufacturer : Goodwe, Inverter model # : GW10KL-ET, Smart controller/meter manufacturer : NULL, Smart controller/meter model # : NULL, Current sensor manufacturer : NULL, Current sensor model # : NULL, Other major component manufacturer : NULL, Other major component model # : NULL, Other major component manufacturer : NULL, Other major component model # : NULL, Battery Brand : BYD, SystemId : 468
Date Added : 02-Apr-20, Reference # : HBS1590, HBS designation : BYD Battery-Box H9.0 (AU) w/ Goodwe GW5KL-ET inverter (3 phase), Inverter Capacity (Var) : 5000, Useable capacity (kWh) : 9, BESS manufacturer : NULL, BESS Model # : NULL, Battery System (BS) Manufacturer : BYD, Battery System (BS) Model # : Battery-Box H9.0 (AU), Number of BESS/BS in system : 1, Inverter manufacturer : Goodwe, Inverter model # : GW5KL-ET, Smart controller/meter manufacturer : NULL, Smart controller/meter model # : NULL, Current sensor manufacturer : NULL, Current sensor model # : NULL, Other major component manufacturer : NULL, Other major component model # : NULL, Other major component manufacturer : NULL, Other major component model # : NULL, Battery Brand : BYD, SystemId : 469
Date Added : 02-Apr-20, Reference # : HBS1591, HBS designation : BYD Battery-Box H9.0 (AU) w/ Goodwe GW10KL-ET inverter (3 phase), Inverter Capacity (Var) : 10000, Useable capacity (kWh) : 9, BESS manufacturer : NULL, BESS Model # : NULL, Battery System (BS) Manufacturer : BYD, Battery System (BS) Model # : Battery-Box H9.0 (AU), Number of BESS/BS in system : 1, Inverter manufacturer : Goodwe, Inverter model # : GW10KL-ET, Smart controller/meter manufacturer : NULL, Smart controller/meter model # : NULL, Current sensor manufacturer : NULL, Current sensor model # : NULL, Other major component manufacturer : NULL, Other major component model # : NULL, Other major component manufacturer : NULL, Other major component model # : NULL, Battery Brand : BYD, SystemId : 470
Date Added : 07-Apr-20, Reference # : HBS1575, HBS designation : Alpha-ESS Storion-SMILE-T10 System (Goodwe GW10KL-ET inverter w/ 4x Alpha-ESS M4856-P batteries) (3 phase), Inverter Capacity (Var) : 10000, Useable capacity (kWh) : 10.4, BESS manufacturer : NULL, BESS Model # : NULL, Battery System (BS) Manufacturer : Alpha-ESS, Battery System (BS) Model # : M4856-P, Number of BESS/BS in system : 4, Inverter manufacturer : Goodwe, Inverter model # : GW10KL-ET, Smart controller/meter manufacturer : Alpha-ESS, Smart controller/meter model # : ACR10R, Current sensor manufacturer : Alpha-ESS, Current sensor model # : ADL-3000, Other major component manufacturer : Alpha-ESS, Other major component model # : HV50056 HV Box, Other major component manufacturer : NULL, Other major component model # : NULL, Battery Brand : Alpha-ESS, SystemId : 471
Date Added : 07-Apr-20, Reference # : HBS1576, HBS designation : Alpha-ESS Storion-SMILE-T10 System (Goodwe GW10KL-ET inverter w/ 5x Alpha-ESS M4856-P batteries) (3 phase), Inverter Capacity (Var) : 10000, Useable capacity (kWh) : 13.1, BESS manufacturer : NULL, BESS Model # : NULL, Battery System (BS) Manufacturer : Alpha-ESS, Battery System (BS) Model # : M4856-P, Number of BESS/BS in system : 5, Inverter manufacturer : Goodwe, Inverter model # : GW10KL-ET, Smart controller/meter manufacturer : Alpha-ESS, Smart controller/meter model # : ACR10R, Current sensor manufacturer : Alpha-ESS, Current sensor model # : ADL-3000, Other major component manufacturer : Alpha-ESS, Other major component model # : HV50056 HV Box, Other major component manufacturer : NULL, Other major component model # : NULL, Battery Brand : Alpha-ESS, SystemId : 472
Date Added : 07-Apr-20, Reference # : HBS1577, HBS designation : Alpha-ESS Storion-SMILE-T10 System (Goodwe GW10KL-ET inverter w/ 6x Alpha-ESS M4856-P batteries) (3 phase), Inverter Capacity (Var) : 10000, Useable capacity (kWh) : 15.7, BESS manufacturer : NULL, BESS Model # : NULL, Battery System (BS) Manufacturer : Alpha-ESS, Battery System (BS) Model # : M4856-P, Number of BESS/BS in system : 6, Inverter manufacturer : Goodwe, Inverter model # : GW10KL-ET, Smart controller/meter manufacturer : Alpha-ESS, Smart controller/meter model # : ACR10R, Current sensor manufacturer : Alpha-ESS, Current sensor model # : ADL-3000, Other major component manufacturer : Alpha-ESS, Other major component model # : HV50056 HV Box, Other major component manufacturer : NULL, Other major component model # : NULL, Battery Brand : Alpha-ESS, SystemId : 473
Date Added : 07-Apr-20, Reference # : HBS1578, HBS designation : Alpha-ESS Storion-SMILE-T10 System (Goodwe GW10KL-ET inverter w/ 7x Alpha-ESS M4856-P batteries) (3 phase), Inverter Capacity (Var) : 10000, Useable capacity (kWh) : 18.3, BESS manufacturer : NULL, BESS Model # : NULL, Battery System (BS) Manufacturer : Alpha-ESS, Battery System (BS) Model # : M4856-P, Number of BESS/BS in system : 7, Inverter manufacturer : Goodwe, Inverter model # : GW10KL-ET, Smart controller/meter manufacturer : Alpha-ESS, Smart controller/meter model # : ACR10R, Current sensor manufacturer : Alpha-ESS, Current sensor model # : ADL-3000, Other major component manufacturer : Alpha-ESS, Other major component model # : HV50056 HV Box, Other major component manufacturer : NULL, Other major component model # : NULL, Battery Brand : Alpha-ESS, SystemId : 474
Date Added : 07-Apr-20, Reference # : HBS1579, HBS designation : Alpha-ESS Storion-SMILE-T10 System (Goodwe GW10KL-ET inverter w/ 8x Alpha-ESS M4856-P batteries) (3 phase), Inverter Capacity (Var) : 10000, Useable capacity (kWh) : 20.9, BESS manufacturer : NULL, BESS Model # : NULL, Battery System (BS) Manufacturer : Alpha-ESS, Battery System (BS) Model # : M4856-P, Number of BESS/BS in system : 8, Inverter manufacturer : Goodwe, Inverter model # : GW10KL-ET, Smart controller/meter manufacturer : Alpha-ESS, Smart controller/meter model # : ACR10R, Current sensor manufacturer : Alpha-ESS, Current sensor model # : ADL-3000, Other major component manufacturer : Alpha-ESS, Other major component model # : HV50056 HV Box, Other major component manufacturer : NULL, Other major component model # : NULL, Battery Brand : Alpha-ESS, SystemId : 475
Date Added : 20-Apr-20, Reference # : HBS1561, HBS designation : Solax Triple Power T-Bat H 5.8 w/ Solar X1-Fit-5.0-I, Social Energy SE Hub, Inverter Capacity (Var) : 4999, Useable capacity (kWh) : 5.8, BESS manufacturer : NULL, BESS Model # : NULL, Battery System (BS) Manufacturer : Triple Power, Battery System (BS) Model # : T-Bat H 5.8, Number of BESS/BS in system : 1, Inverter manufacturer : Solax Power, Inverter model # : X1-FIT-5.0I, Smart controller/meter manufacturer : Social Energy, Smart controller/meter model # : SE Hub, Current sensor manufacturer : Eastron, Current sensor model # : SDM230-MODBUS, Other major component manufacturer : NULL, Other major component model # : NULL, Other major component manufacturer : NULL, Other major component model # : NULL, Battery Brand : Solax, SystemId : 477
Date Added : 20-Apr-20, Reference # : HBS1562, HBS designation : Solax Triple Power T-Bat H 5.8 (2 off) w/ Solar X1-Fit-5.0-I, Social Energy SE Hub, Inverter Capacity (Var) : 4999, Useable capacity (kWh) : 11.6, BESS manufacturer : NULL, BESS Model # : NULL, Battery System (BS) Manufacturer : Triple Power, Battery System (BS) Model # : T-Bat H 5.8, Number of BESS/BS in system : 2, Inverter manufacturer : Solax Power, Inverter model # : X1-FIT-5.0I, Smart controller/meter manufacturer : Social Energy, Smart controller/meter model # : SE Hub, Current sensor manufacturer : Eastron, Current sensor model # : SDM230-MODBUS, Other major component manufacturer : NULL, Other major component model # : NULL, Other major component manufacturer : NULL, Other major component model # : NULL, Battery Brand : Solax, SystemId : 478
Date Added : 20-Apr-20, Reference # : HBS1563, HBS designation : Solax Triple Power T-Bat H 5.8 (3 off) w/ Solar X1-Fit-5.0-I, Social Energy SE Hub, Inverter Capacity (Var) : 4999, Useable capacity (kWh) : 17.4, BESS manufacturer : NULL, BESS Model # : NULL, Battery System (BS) Manufacturer : Triple Power, Battery System (BS) Model # : T-Bat H 5.8, Number of BESS/BS in system : 3, Inverter manufacturer : Solax Power, Inverter model # : X1-FIT-5.0I, Smart controller/meter manufacturer : Social Energy, Smart controller/meter model # : SE Hub, Current sensor manufacturer : Eastron, Current sensor model # : SDM230-MODBUS, Other major component manufacturer : NULL, Other major component model # : NULL, Other major component manufacturer : NULL, Other major component model # : NULL, Battery Brand : Solax, SystemId : 479
Date Added : 20-Apr-20, Reference # : HBS1593, HBS designation : sonnen hybrid 9.53/2.5, Inverter Capacity (Var) : 4600, Useable capacity (kWh) : 2.3, BESS manufacturer : sonnen, BESS Model # : hybrid 9.53/2.5, Battery System (BS) Manufacturer : NULL, Battery System (BS) Model # : NULL, Number of BESS/BS in system : 1, Inverter manufacturer : NULL, Inverter model # : NULL, Smart controller/meter manufacturer : NULL, Smart controller/meter model # : NULL, Current sensor manufacturer : NULL, Current sensor model # : NULL, Other major component manufacturer : NULL, Other major component model # : NULL, Other major component manufacturer : NULL, Other major component model # : NULL, Battery Brand : sonnen, SystemId : 488
Date Added : 28-Apr-20, Reference # : HBS1594, HBS designation : Soltaro SOL-R16-4.5KWH (x2) w/ Soltaro Hyper 5000 inverter, Chint DDSU666 meter, Inverter Capacity (Var) : 5000, Useable capacity (kWh) : 8.1, BESS manufacturer : NULL, BESS Model # : NULL, Battery System (BS) Manufacturer : Soltaro, Battery System (BS) Model # : SOL-R16-4.5KWH, Number of BESS/BS in system : 2, Inverter manufacturer : Soltaro, Inverter model # : Soltaro Hyper 5000, Smart controller/meter manufacturer : Chint, Smart controller/meter model # : Chint DDSU666, Current sensor manufacturer : Chint, Current sensor model # : Chint DDSU666 CT Clamp, Other major component manufacturer : NULL, Other major component model # : NULL, Other major component manufacturer : NULL, Other major component model # : NULL, Battery Brand : Soltaro, SystemId : 489
Date Added : 28-Apr-20, Reference # : HBS1595, HBS designation : Soltaro SOL-R16-4.5KWH (x3) w/ Soltaro Hyper 5000 inverter, Chint DDSU666 meter, Inverter Capacity (Var) : 5000, Useable capacity (kWh) : 12.2, BESS manufacturer : NULL, BESS Model # : NULL, Battery System (BS) Manufacturer : Soltaro, Battery System (BS) Model # : SOL-R16-4.5KWH, Number of BESS/BS in system : 3, Inverter manufacturer : Soltaro, Inverter model # : Soltaro Hyper 5000, Smart controller/meter manufacturer : Chint, Smart controller/meter model # : Chint DDSU666, Current sensor manufacturer : Chint, Current sensor model # : Chint DDSU666 CT Clamp, Other major component manufacturer : NULL, Other major component model # : NULL, Other major component manufacturer : NULL, Other major component model # : NULL, Battery Brand : Soltaro, SystemId : 490
Date Added : 05-May-20, Reference # : HBS1596, HBS designation : SENEC.Home V3 Hybrid 5, Inverter Capacity (Var) : 5000, Useable capacity (kWh) : 4.5, BESS manufacturer : NULL, BESS Model # : NULL, Battery System (BS) Manufacturer : SENEC GmbH, Battery System (BS) Model # : SENEC.Home V3 Hybrid 5, Number of BESS/BS in system : 1, Inverter manufacturer : NULL, Inverter model # : NULL, Smart controller/meter manufacturer : NULL, Smart controller/meter model # : NULL, Current sensor manufacturer : NULL, Current sensor model # : NULL, Other major component manufacturer : NULL, Other major component model # : NULL, Other major component manufacturer : NULL, Other major component model # : NULL, Battery Brand : SENEC, SystemId : 491
Date Added : 05-May-20, Reference # : HBS1597, HBS designation : SENEC.Home V3 Hybrid 10, Inverter Capacity (Var) : 5000, Useable capacity (kWh) : 9, BESS manufacturer : NULL, BESS Model # : NULL, Battery System (BS) Manufacturer : SENEC GmbH, Battery System (BS) Model # : SENEC.Home V3 Hybrid 10, Number of BESS/BS in system : 1, Inverter manufacturer : NULL, Inverter model # : NULL, Smart controller/meter manufacturer : NULL, Smart controller/meter model # : NULL, Current sensor manufacturer : NULL, Current sensor model # : NULL, Other major component manufacturer : NULL, Other major component model # : NULL, Other major component manufacturer : NULL, Other major component model # : NULL, Battery Brand : SENEC, SystemId : 492
Date Added : 21-May-20, Reference # : HBS1598, HBS designation : Delta BX 6.0 w/ E5 Hybrid Inverter, CarbonTRACK CT200i, Inverter Capacity (Var) : 5000, Useable capacity (kWh) : 4.8, BESS manufacturer : NULL, BESS Model # : NULL, Battery System (BS) Manufacturer : Delta Electronics (Australia) Pty Ltd, Battery System (BS) Model # : BX_6.0, Number of BESS/BS in system : 1, Inverter manufacturer : Delta Electronics (Australia) Pty Ltd, Inverter model # : E5, Smart controller/meter manufacturer : CarbonTRACK, Smart controller/meter model # : CT200i, Current sensor manufacturer : NULL, Current sensor model # : NULL, Other major component manufacturer : NULL, Other major component model # : NULL, Other major component manufacturer : NULL, Other major component model # : NULL, Battery Brand : Delta Electronics, SystemId : 493
Date Added : 22-May-20, Reference # : HBS1599, HBS designation : BYD Battery-Box Premium LVL 15.4 w/ Selectronic SPMC480-AU inverter, Inverter Capacity (Var) : 3500, Useable capacity (kWh) : 15.4, BESS manufacturer : NULL, BESS Model # : NULL, Battery System (BS) Manufacturer : Shenzen BYD Electronics Co Ltd, Battery System (BS) Model # : Battery-Box Premium LVL 15.4, Number of BESS/BS in system : 1, Inverter manufacturer : Selectronic, Inverter model # : SPMC480-AU, Smart controller/meter manufacturer : NULL, Smart controller/meter model # : NULL, Current sensor manufacturer : NULL, Current sensor model # : NULL, Other major component manufacturer : NULL, Other major component model # : NULL, Other major component manufacturer : NULL, Other major component model # : NULL, Battery Brand : BYD, SystemId : 494
Date Added : 22-May-20, Reference # : HBS1600, HBS designation : BYD Battery-Box Premium LVL 15.4 w/ Selectronic SPMC481-AU inverter, Inverter Capacity (Var) : 5000, Useable capacity (kWh) : 15.4, BESS manufacturer : NULL, BESS Model # : NULL, Battery System (BS) Manufacturer : Shenzen BYD Electronics Co Ltd, Battery System (BS) Model # : Battery-Box Premium LVL 15.4, Number of BESS/BS in system : 1, Inverter manufacturer : Selectronic, Inverter model # : SPMC481-AU, Smart controller/meter manufacturer : NULL, Smart controller/meter model # : NULL, Current sensor manufacturer : NULL, Current sensor model # : NULL, Other major component manufacturer : NULL, Other major component model # : NULL, Other major component manufacturer : NULL, Other major component model # : NULL, Battery Brand : BYD, SystemId : 495
Date Added : 22-May-20, Reference # : HBS1601, HBS designation : BYD Battery-Box Premium LVL 15.4 w/ Selectronic SPMC482-AU inverter, Inverter Capacity (Var) : 7500, Useable capacity (kWh) : 15.4, BESS manufacturer : NULL, BESS Model # : NULL, Battery System (BS) Manufacturer : Shenzen BYD Electronics Co Ltd, Battery System (BS) Model # : Battery-Box Premium LVL 15.4, Number of BESS/BS in system : 1, Inverter manufacturer : Selectronic, Inverter model # : SPMC482-AU, Smart controller/meter manufacturer : NULL, Smart controller/meter model # : NULL, Current sensor manufacturer : NULL, Current sensor model # : NULL, Other major component manufacturer : NULL, Other major component model # : NULL, Other major component manufacturer : NULL, Other major component model # : NULL, Battery Brand : BYD, SystemId : 496
Date Added : 25-May-20, Reference # : HBS1603, HBS designation : AOBO Uhome-LFP 5.8kWh/LV w/ Sermatec SMT-5K-TL-LV, Arcel ACR10R-D16TE, Inverter Capacity (Var) : 5000, Useable capacity (kWh) : 5.3, BESS manufacturer : NULL, BESS Model # : NULL, Battery System (BS) Manufacturer : AOBO Environmental Technology Ltd, Battery System (BS) Model # : Uhome-LFP 5.8kWh/LV, Number of BESS/BS in system : 1, Inverter manufacturer : Shanghai Sermatec Energy Technology Co., Ltd, Inverter model # : SMT-5K-TL-LV, Smart controller/meter manufacturer : Arcel, Smart controller/meter model # : ACR10R-D16TE, Current sensor manufacturer : NULL, Current sensor model # : NULL, Other major component manufacturer : NULL, Other major component model # : NULL, Other major component manufacturer : NULL, Other major component model # : NULL, Battery Brand : AOBO, SystemId : NULL
Date Added : 19-Jun-20, Reference # : HBS1604, HBS designation : SYL-4.5KWH(LFP) (1 off) w/ Goodwe GW3600S-BP inverter, Inverter Capacity (Var) : 3600, Useable capacity (kWh) : 4.1, BESS manufacturer : NULL, BESS Model # : NULL, Battery System (BS) Manufacturer : SYL (Ningbo) Battery Co Ltd, Battery System (BS) Model # : SH-4.5KWH(LFP), Number of BESS/BS in system : 1, Inverter manufacturer : GoodWe, Inverter model # : GW3600S-BP, Smart controller/meter manufacturer : NULL, Smart controller/meter model # : NULL, Current sensor manufacturer : NULL, Current sensor model # : NULL, Other major component manufacturer : NULL, Other major component model # : NULL, Other major component manufacturer : NULL, Other major component model # : NULL, Battery Brand : SYL, SystemId : NULL
Date Added : 19-Jun-20, Reference # : HBS1605, HBS designation : SYL-4.5KWH(LFP) (2 off) w/ Goodwe GW3600S-BP inverter, Inverter Capacity (Var) : 3600, Useable capacity (kWh) : 8.1, BESS manufacturer : NULL, BESS Model # : NULL, Battery System (BS) Manufacturer : SYL (Ningbo) Battery Co Ltd, Battery System (BS) Model # : SH-4.5KWH(LFP), Number of BESS/BS in system : 2, Inverter manufacturer : GoodWe, Inverter model # : GW3600S-BP, Smart controller/meter manufacturer : NULL, Smart controller/meter model # : NULL, Current sensor manufacturer : NULL, Current sensor model # : NULL, Other major component manufacturer : NULL, Other major component model # : NULL, Other major component manufacturer : NULL, Other major component model # : NULL, Battery Brand : SYL, SystemId : NULL
Date Added : 19-Jun-20, Reference # : HBS1606, HBS designation : SYL-4.5KWH(LFP) (3 off) w/ Goodwe GW3600S-BP inverter, Inverter Capacity (Var) : 3600, Useable capacity (kWh) : 12.2, BESS manufacturer : NULL, BESS Model # : NULL, Battery System (BS) Manufacturer : SYL (Ningbo) Battery Co Ltd, Battery System (BS) Model # : SH-4.5KWH(LFP), Number of BESS/BS in system : 3, Inverter manufacturer : GoodWe, Inverter model # : GW3600S-BP, Smart controller/meter manufacturer : NULL, Smart controller/meter model # : NULL, Current sensor manufacturer : NULL, Current sensor model # : NULL, Other major component manufacturer : NULL, Other major component model # : NULL, Other major component manufacturer : NULL, Other major component model # : NULL, Battery Brand : SYL, SystemId : NULL
Date Added : 19-Jun-20, Reference # : HBS1607, HBS designation : SYL-4.5KWH(LFP) (4 off) w/ Goodwe GW3600S-BP inverter, Inverter Capacity (Var) : 3600, Useable capacity (kWh) : 16.2, BESS manufacturer : NULL, BESS Model # : NULL, Battery System (BS) Manufacturer : SYL (Ningbo) Battery Co Ltd, Battery System (BS) Model # : SH-4.5KWH(LFP), Number of BESS/BS in system : 4, Inverter manufacturer : GoodWe, Inverter model # : GW3600S-BP, Smart controller/meter manufacturer : NULL, Smart controller/meter model # : NULL, Current sensor manufacturer : NULL, Current sensor model # : NULL, Other major component manufacturer : NULL, Other major component model # : NULL, Other major component manufacturer : NULL, Other major component model # : NULL, Battery Brand : SYL, SystemId : NULL
Date Added : 19-Jun-20, Reference # : HBS1608, HBS designation : SYL-4.5KWH(LFP) (1 off) w/ Goodwe GW3648D-ES inverter, Inverter Capacity (Var) : 3600, Useable capacity (kWh) : 4.1, BESS manufacturer : NULL, BESS Model # : NULL, Battery System (BS) Manufacturer : SYL (Ningbo) Battery Co Ltd, Battery System (BS) Model # : SH-4.5KWH(LFP), Number of BESS/BS in system : 1, Inverter manufacturer : GoodWe, Inverter model # : GW3648D-ES, Smart controller/meter manufacturer : NULL, Smart controller/meter model # : NULL, Current sensor manufacturer : NULL, Current sensor model # : NULL, Other major component manufacturer : NULL, Other major component model # : NULL, Other major component manufacturer : NULL, Other major component model # : NULL, Battery Brand : SYL, SystemId : NULL
Date Added : 19-Jun-20, Reference # : HBS1609, HBS designation : SYL-4.5KWH(LFP) (2 off) w/ Goodwe GW3648D-ES inverter, Inverter Capacity (Var) : 3600, Useable capacity (kWh) : 8.1, BESS manufacturer : NULL, BESS Model # : NULL, Battery System (BS) Manufacturer : SYL (Ningbo) Battery Co Ltd, Battery System (BS) Model # : SH-4.5KWH(LFP), Number of BESS/BS in system : 2, Inverter manufacturer : GoodWe, Inverter model # : GW3648D-ES, Smart controller/meter manufacturer : NULL, Smart controller/meter model # : NULL, Current sensor manufacturer : NULL, Current sensor model # : NULL, Other major component manufacturer : NULL, Other major component model # : NULL, Other major component manufacturer : NULL, Other major component model # : NULL, Battery Brand : SYL, SystemId : NULL
Date Added : 19-Jun-20, Reference # : HBS1610, HBS designation : SYL-4.5KWH(LFP) (3 off) w/ Goodwe GW3648D-ES inverter, Inverter Capacity (Var) : 3600, Useable capacity (kWh) : 12.2, BESS manufacturer : NULL, BESS Model # : NULL, Battery System (BS) Manufacturer : SYL (Ningbo) Battery Co Ltd, Battery System (BS) Model # : SH-4.5KWH(LFP), Number of BESS/BS in system : 3, Inverter manufacturer : GoodWe, Inverter model # : GW3648D-ES, Smart controller/meter manufacturer : NULL, Smart controller/meter model # : NULL, Current sensor manufacturer : NULL, Current sensor model # : NULL, Other major component manufacturer : NULL, Other major component model # : NULL, Other major component manufacturer : NULL, Other major component model # : NULL, Battery Brand : SYL, SystemId : NULL
Date Added : 19-Jun-20, Reference # : HBS1611, HBS designation : SYL-4.5KWH(LFP) (4 off) w/ Goodwe GW3648D-ES inverter, Inverter Capacity (Var) : 3600, Useable capacity (kWh) : 16.2, BESS manufacturer : NULL, BESS Model # : NULL, Battery System (BS) Manufacturer : SYL (Ningbo) Battery Co Ltd, Battery System (BS) Model # : SH-4.5KWH(LFP), Number of BESS/BS in system : 4, Inverter manufacturer : GoodWe, Inverter model # : GW3648D-ES, Smart controller/meter manufacturer : NULL, Smart controller/meter model # : NULL, Current sensor manufacturer : NULL, Current sensor model # : NULL, Other major component manufacturer : NULL, Other major component model # : NULL, Other major component manufacturer : NULL, Other major component model # : NULL, Battery Brand : SYL, SystemId : NULL
Date Added : 19-Jun-20, Reference # : HBS1616, HBS designation : Growatt GBLI 6531 (2 off), Growatt SPH5000 inverter, Shinelink, Eastron SDM-120 CT-MV meter, Inverter Capacity (Var) : 4999, Useable capacity (kWh) : 12, BESS manufacturer : NULL, BESS Model # : NULL, Battery System (BS) Manufacturer : Growatt, Battery System (BS) Model # : GBLI 6531, Number of BESS/BS in system : 2, Inverter manufacturer : Shenzhen Growatt New Energy Technology Co Ltd, Inverter model # : Growatt SPH5000 inverter, Smart controller/meter manufacturer : Eastron, Smart controller/meter model # : SDM-120 CT-MV, Current sensor manufacturer : LEM, Current sensor model # : TOP 90-S10/SP4, Other major component manufacturer : NULL, Other major component model # : NULL, Other major component manufacturer : Shenzhen Growatt New Energy Technology Co Ltd, Other major component model # : Shinelink, Battery Brand : Growatt, SystemId : NULL
Date Added : 19-Jun-20, Reference # : HBS1617, HBS designation : Growatt GBLI 6531 (2 off), Growatt SPA 3000TL BL inverter, Shinelink, Eastron SDM-120 CT-MV meter, Inverter Capacity (Var) : 3000, Useable capacity (kWh) : 12, BESS manufacturer : NULL, BESS Model # : NULL, Battery System (BS) Manufacturer : Growatt, Battery System (BS) Model # : GBLI 6531, Number of BESS/BS in system : 2, Inverter manufacturer : Shenzhen Growatt New Energy Technology Co Ltd, Inverter model # : Growatt SPA 3000TL BL inverter, Smart controller/meter manufacturer : Eastron, Smart controller/meter model # : SDM-120 CT-MV, Current sensor manufacturer : LEM, Current sensor model # : TOP 90-S10/SP4, Other major component manufacturer : NULL, Other major component model # : NULL, Other major component manufacturer : Shenzhen Growatt New Energy Technology Co Ltd, Other major component model # : Shinelink, Battery Brand : Growatt, SystemId : NULL
Date Added : 19-Jun-20, Reference # : HBS1618, HBS designation : Growatt GBLI 6531 (1 off), Growatt SPH5000 inverter, Shinelink, Eastron SDM-120 CT-MV meter, Inverter Capacity (Var) : 4999, Useable capacity (kWh) : 6, BESS manufacturer : NULL, BESS Model # : NULL, Battery System (BS) Manufacturer : Growatt, Battery System (BS) Model # : GBLI 6531, Number of BESS/BS in system : 1, Inverter manufacturer : Shenzhen Growatt New Energy Technology Co Ltd, Inverter model # : Growatt SPH5000 inverter, Smart controller/meter manufacturer : Eastron, Smart controller/meter model # : SDM-120 CT-MV, Current sensor manufacturer : LEM, Current sensor model # : TOP 90-S10/SP4, Other major component manufacturer : NULL, Other major component model # : NULL, Other major component manufacturer : Shenzhen Growatt New Energy Technology Co Ltd, Other major component model # : Shinelink, Battery Brand : Growatt, SystemId : NULL
Date Added : 19-Jun-20, Reference # : HBS1619, HBS designation : Growatt GBLI 6531 (1 off), Growatt SPA 3000TL BL inverter, Shinelink, Eastron SDM-120 CT-MV meter, Inverter Capacity (Var) : 3000, Useable capacity (kWh) : 6, BESS manufacturer : NULL, BESS Model # : NULL, Battery System (BS) Manufacturer : Growatt, Battery System (BS) Model # : GBLI 6531, Number of BESS/BS in system : 1, Inverter manufacturer : Shenzhen Growatt New Energy Technology Co Ltd, Inverter model # : Growatt SPA 3000TL BL inverter, Smart controller/meter manufacturer : Eastron, Smart controller/meter model # : SDM-120 CT-MV, Current sensor manufacturer : LEM, Current sensor model # : TOP 90-S10/SP4, Other major component manufacturer : NULL, Other major component model # : NULL, Other major component manufacturer : Shenzhen Growatt New Energy Technology Co Ltd, Other major component model # : Shinelink, Battery Brand : Growatt, SystemId : NULL
Date Added : 19-Jun-20, Reference # : HBS1620, HBS designation : Growatt GBLI 6531 (2 off), Growatt SPH6000 inverter, Shinelink, Eastron SDM-120 CT-MV meter, Inverter Capacity (Var) : 6000, Useable capacity (kWh) : 12, BESS manufacturer : NULL, BESS Model # : NULL, Battery System (BS) Manufacturer : Growatt, Battery System (BS) Model # : GBLI 6531, Number of BESS/BS in system : 2, Inverter manufacturer : Shenzhen Growatt New Energy Technology Co Ltd, Inverter model # : Growatt SPH6000 inverter, Smart controller/meter manufacturer : Eastron, Smart controller/meter model # : SDM-120 CT-MV, Current sensor manufacturer : LEM, Current sensor model # : TOP 90-S10/SP4, Other major component manufacturer : NULL, Other major component model # : NULL, Other major component manufacturer : Shenzhen Growatt New Energy Technology Co Ltd, Other major component model # : Shinelink, Battery Brand : Growatt, SystemId : NULL
Date Added : 19-Jun-20, Reference # : HBS1621, HBS designation : Growatt GBLI 6531 (1 off), Growatt SPH6000 inverter, Shinelink, Eastron SDM-120 CT-MV meter, Inverter Capacity (Var) : 6000, Useable capacity (kWh) : 6, BESS manufacturer : NULL, BESS Model # : NULL, Battery System (BS) Manufacturer : Growatt, Battery System (BS) Model # : GBLI 6531, Number of BESS/BS in system : 1, Inverter manufacturer : Shenzhen Growatt New Energy Technology Co Ltd, Inverter model # : Growatt SPH6000 inverter, Smart controller/meter manufacturer : Eastron, Smart controller/meter model # : SDM-120 CT-MV, Current sensor manufacturer : LEM, Current sensor model # : TOP 90-S10/SP4, Other major component manufacturer : NULL, Other major component model # : NULL, Other major component manufacturer : Shenzhen Growatt New Energy Technology Co Ltd, Other major component model # : Shinelink, Battery Brand : Growatt, SystemId : NULL
Date Added : 19-Jun-20, Reference # : HBS1622, HBS designation : Growatt GBLI 6531 (1 off), Growatt SPH5000 inverter, Shinelink, Eastron SDM-630 MV CT meter, Inverter Capacity (Var) : 4999, Useable capacity (kWh) : 6, BESS manufacturer : NULL, BESS Model # : NULL, Battery System (BS) Manufacturer : Growatt, Battery System (BS) Model # : GBLI 6531, Number of BESS/BS in system : 1, Inverter manufacturer : Shenzhen Growatt New Energy Technology Co Ltd, Inverter model # : Growatt SPH5000 inverter, Smart controller/meter manufacturer : Eastron, Smart controller/meter model # : SDM-630 MV CT, Current sensor manufacturer : LEM, Current sensor model # : TOP 90-S10/SP4, Other major component manufacturer : NULL, Other major component model # : NULL, Other major component manufacturer : Shenzhen Growatt New Energy Technology Co Ltd, Other major component model # : Shinelink, Battery Brand : Growatt, SystemId : NULL
Date Added : 19-Jun-20, Reference # : HBS1623, HBS designation : Growatt GBLI 6531 (2 off), Growatt SPH5000 inverter, Shinelink, Eastron SDM-630 MV CT meter, Inverter Capacity (Var) : 4999, Useable capacity (kWh) : 12, BESS manufacturer : NULL, BESS Model # : NULL, Battery System (BS) Manufacturer : Growatt, Battery System (BS) Model # : GBLI 6531, Number of BESS/BS in system : 2, Inverter manufacturer : Shenzhen Growatt New Energy Technology Co Ltd, Inverter model # : Growatt SPH5000 inverter, Smart controller/meter manufacturer : Eastron, Smart controller/meter model # : SDM-630 MV CT, Current sensor manufacturer : LEM, Current sensor model # : TOP 90-S10/SP4, Other major component manufacturer : NULL, Other major component model # : NULL, Other major component manufacturer : Shenzhen Growatt New Energy Technology Co Ltd, Other major component model # : Shinelink, Battery Brand : Growatt, SystemId : NULL
Date Added : 19-Jun-20, Reference # : HBS1624, HBS designation : Growatt GBLI 6531 (1 off), Growatt SPH6000 inverter, Shinelink, Eastron SDM-630 MV CT meter, Inverter Capacity (Var) : 6000, Useable capacity (kWh) : 6, BESS manufacturer : NULL, BESS Model # : NULL, Battery System (BS) Manufacturer : Growatt, Battery System (BS) Model # : GBLI 6531, Number of BESS/BS in system : 1, Inverter manufacturer : Shenzhen Growatt New Energy Technology Co Ltd, Inverter model # : Growatt SPH6000 inverter, Smart controller/meter manufacturer : Eastron, Smart controller/meter model # : SDM-630 MV CT, Current sensor manufacturer : LEM, Current sensor model # : TOP 90-S10/SP4, Other major component manufacturer : NULL, Other major component model # : NULL, Other major component manufacturer : Shenzhen Growatt New Energy Technology Co Ltd, Other major component model # : Shinelink, Battery Brand : Growatt, SystemId : NULL
Date Added : 19-Jun-20, Reference # : HBS1625, HBS designation : Growatt GBLI 6531 (2 off), Growatt SPH6000 inverter, Shinelink, Eastron SDM-630 MV CT meter, Inverter Capacity (Var) : 6000, Useable capacity (kWh) : 12, BESS manufacturer : NULL, BESS Model # : NULL, Battery System (BS) Manufacturer : Growatt, Battery System (BS) Model # : GBLI 6531, Number of BESS/BS in system : 2, Inverter manufacturer : Shenzhen Growatt New Energy Technology Co Ltd, Inverter model # : Growatt SPH6000 inverter, Smart controller/meter manufacturer : Eastron, Smart controller/meter model # : SDM-630 MV CT, Current sensor manufacturer : LEM, Current sensor model # : TOP 90-S10/SP4, Other major component manufacturer : NULL, Other major component model # : NULL, Other major component manufacturer : Shenzhen Growatt New Energy Technology Co Ltd, Other major component model # : Shinelink, Battery Brand : Growatt, SystemId : NULL
Date Added : 19-Jun-20, Reference # : HBS1626, HBS designation : Growatt GBLI 6531 (1 off), Growatt SPA 3000TL BL inverter, Shinelink, Eastron SDM-630 MV CT meter, Inverter Capacity (Var) : 3000, Useable capacity (kWh) : 6, BESS manufacturer : NULL, BESS Model # : NULL, Battery System (BS) Manufacturer : Growatt, Battery System (BS) Model # : GBLI 6531, Number of BESS/BS in system : 1, Inverter manufacturer : Shenzhen Growatt New Energy Technology Co Ltd, Inverter model # : Growatt SPA 3000TL BL inverter, Smart controller/meter manufacturer : Eastron, Smart controller/meter model # : SDM-630 MV CT, Current sensor manufacturer : LEM, Current sensor model # : TOP 90-S10/SP4, Other major component manufacturer : NULL, Other major component model # : NULL, Other major component manufacturer : Shenzhen Growatt New Energy Technology Co Ltd, Other major component model # : Shinelink, Battery Brand : Growatt, SystemId : NULL
Date Added : 19-Jun-20, Reference # : HBS1627, HBS designation : Growatt GBLI 6531 (2 off), Growatt SPA 3000TL BL inverter, Shinelink, Eastron SDM-630 MV CT meter, Inverter Capacity (Var) : 3000, Useable capacity (kWh) : 12, BESS manufacturer : NULL, BESS Model # : NULL, Battery System (BS) Manufacturer : Growatt, Battery System (BS) Model # : GBLI 6531, Number of BESS/BS in system : 2, Inverter manufacturer : Shenzhen Growatt New Energy Technology Co Ltd, Inverter model # : Growatt SPA 3000TL BL inverter, Smart controller/meter manufacturer : Eastron, Smart controller/meter model # : SDM-630 MV CT, Current sensor manufacturer : LEM, Current sensor model # : TOP 90-S10/SP4, Other major component manufacturer : NULL, Other major component model # : NULL, Other major component manufacturer : Shenzhen Growatt New Energy Technology Co Ltd, Other major component model # : Shinelink, Battery Brand : Growatt, SystemId : NULL
Date Added : 09-Jul-20, Reference # : HBS1628, HBS designation : Dyness B4850 (2 off), Lux Power LXP-3K Hybrid inverter, Inverter Capacity (Var) : 3000, Useable capacity (kWh) : 4.4, BESS manufacturer : NULL, BESS Model # : NULL, Battery System (BS) Manufacturer : Dyness, Battery System (BS) Model # : B4850, Number of BESS/BS in system : 2, Inverter manufacturer : Lux Power, Inverter model # : LXP-3K Hybrid, Smart controller/meter manufacturer : NULL, Smart controller/meter model # : NULL, Current sensor manufacturer : NULL, Current sensor model # : NULL, Other major component manufacturer : NULL, Other major component model # : NULL, Other major component manufacturer : NULL, Other major component model # : NULL, Battery Brand : Dyness, SystemId : NULL
Date Added : 09-Jul-20, Reference # : HBS1629, HBS designation : Dyness B4850 (3 off), Lux Power LXP-3K Hybrid inverter, Inverter Capacity (Var) : 3000, Useable capacity (kWh) : 6.6, BESS manufacturer : NULL, BESS Model # : NULL, Battery System (BS) Manufacturer : Dyness, Battery System (BS) Model # : B4850, Number of BESS/BS in system : 3, Inverter manufacturer : Lux Power, Inverter model # : LXP-3K Hybrid, Smart controller/meter manufacturer : NULL, Smart controller/meter model # : NULL, Current sensor manufacturer : NULL, Current sensor model # : NULL, Other major component manufacturer : NULL, Other major component model # : NULL, Other major component manufacturer : NULL, Other major component model # : NULL, Battery Brand : Dyness, SystemId : NULL
Date Added : 09-Jul-20, Reference # : HBS1630, HBS designation : Dyness B4850 (4 off), Lux Power LXP-3K Hybrid inverter, Inverter Capacity (Var) : 3000, Useable capacity (kWh) : 8.8, BESS manufacturer : NULL, BESS Model # : NULL, Battery System (BS) Manufacturer : Dyness, Battery System (BS) Model # : B4850, Number of BESS/BS in system : 4, Inverter manufacturer : Lux Power, Inverter model # : LXP-3K Hybrid, Smart controller/meter manufacturer : NULL, Smart controller/meter model # : NULL, Current sensor manufacturer : NULL, Current sensor model # : NULL, Other major component manufacturer : NULL, Other major component model # : NULL, Other major component manufacturer : NULL, Other major component model # : NULL, Battery Brand : Dyness, SystemId : NULL
Date Added : 09-Jul-20, Reference # : HBS1631, HBS designation : Dyness B4850 (5 off), Lux Power LXP-3K Hybrid inverter, Inverter Capacity (Var) : 3000, Useable capacity (kWh) : 11, BESS manufacturer : NULL, BESS Model # : NULL, Battery System (BS) Manufacturer : Dyness, Battery System (BS) Model # : B4850, Number of BESS/BS in system : 5, Inverter manufacturer : Lux Power, Inverter model # : LXP-3K Hybrid, Smart controller/meter manufacturer : NULL, Smart controller/meter model # : NULL, Current sensor manufacturer : NULL, Current sensor model # : NULL, Other major component manufacturer : NULL, Other major component model # : NULL, Other major component manufacturer : NULL, Other major component model # : NULL, Battery Brand : Dyness, SystemId : NULL
Date Added : 09-Jul-20, Reference # : HBS1632, HBS designation : Dyness B4850 (6 off), Lux Power LXP-3K Hybrid inverter, Inverter Capacity (Var) : 3000, Useable capacity (kWh) : 13.2, BESS manufacturer : NULL, BESS Model # : NULL, Battery System (BS) Manufacturer : Dyness, Battery System (BS) Model # : B4850, Number of BESS/BS in system : 6, Inverter manufacturer : Lux Power, Inverter model # : LXP-3K Hybrid, Smart controller/meter manufacturer : NULL, Smart controller/meter model # : NULL, Current sensor manufacturer : NULL, Current sensor model # : NULL, Other major component manufacturer : NULL, Other major component model # : NULL, Other major component manufacturer : NULL, Other major component model # : NULL, Battery Brand : Dyness, SystemId : NULL
Date Added : 09-Jul-20, Reference # : HBS1633, HBS designation : Dyness B4850 (7 off), Lux Power LXP-3K Hybrid inverter, Inverter Capacity (Var) : 3000, Useable capacity (kWh) : 15.4, BESS manufacturer : NULL, BESS Model # : NULL, Battery System (BS) Manufacturer : Dyness, Battery System (BS) Model # : B4850, Number of BESS/BS in system : 7, Inverter manufacturer : Lux Power, Inverter model # : LXP-3K Hybrid, Smart controller/meter manufacturer : NULL, Smart controller/meter model # : NULL, Current sensor manufacturer : NULL, Current sensor model # : NULL, Other major component manufacturer : NULL, Other major component model # : NULL, Other major component manufacturer : NULL, Other major component model # : NULL, Battery Brand : Dyness, SystemId : NULL
Date Added : 09-Jul-20, Reference # : HBS1634, HBS designation : Dyness B4850 (3 off), Lux Power LXP-4K Hybrid inverter, Inverter Capacity (Var) : 4000, Useable capacity (kWh) : 12.9, BESS manufacturer : NULL, BESS Model # : NULL, Battery System (BS) Manufacturer : Dyness, Battery System (BS) Model # : B4850, Number of BESS/BS in system : 3, Inverter manufacturer : Lux Power, Inverter model # : LXP-4K Hybrid, Smart controller/meter manufacturer : NULL, Smart controller/meter model # : NULL, Current sensor manufacturer : NULL, Current sensor model # : NULL, Other major component manufacturer : NULL, Other major component model # : NULL, Other major component manufacturer : NULL, Other major component model # : NULL, Battery Brand : Dyness, SystemId : NULL
Date Added : 09-Jul-20, Reference # : HBS1635, HBS designation : Dyness B4850 (4 off), Lux Power LXP-4K Hybrid inverter, Inverter Capacity (Var) : 4000, Useable capacity (kWh) : 17.2, BESS manufacturer : NULL, BESS Model # : NULL, Battery System (BS) Manufacturer : Dyness, Battery System (BS) Model # : B4850, Number of BESS/BS in system : 4, Inverter manufacturer : Lux Power, Inverter model # : LXP-4K Hybrid, Smart controller/meter manufacturer : NULL, Smart controller/meter model # : NULL, Current sensor manufacturer : NULL, Current sensor model # : NULL, Other major component manufacturer : NULL, Other major component model # : NULL, Other major component manufacturer : NULL, Other major component model # : NULL, Battery Brand : Dyness, SystemId : NULL
Date Added : 09-Jul-20, Reference # : HBS1636, HBS designation : Dyness B4850 (5 off), Lux Power LXP-4K Hybrid inverter, Inverter Capacity (Var) : 4000, Useable capacity (kWh) : 21.5, BESS manufacturer : NULL, BESS Model # : NULL, Battery System (BS) Manufacturer : Dyness, Battery System (BS) Model # : B4850, Number of BESS/BS in system : 5, Inverter manufacturer : Lux Power, Inverter model # : LXP-4K Hybrid, Smart controller/meter manufacturer : NULL, Smart controller/meter model # : NULL, Current sensor manufacturer : NULL, Current sensor model # : NULL, Other major component manufacturer : NULL, Other major component model # : NULL, Other major component manufacturer : NULL, Other major component model # : NULL, Battery Brand : Dyness, SystemId : NULL
Date Added : 09-Jul-20, Reference # : HBS1637, HBS designation : Dyness B4850 (6 off), Lux Power LXP-4K Hybrid inverter, Inverter Capacity (Var) : 4000, Useable capacity (kWh) : 25.8, BESS manufacturer : NULL, BESS Model # : NULL, Battery System (BS) Manufacturer : Dyness, Battery System (BS) Model # : B4850, Number of BESS/BS in system : 6, Inverter manufacturer : Lux Power, Inverter model # : LXP-4K Hybrid, Smart controller/meter manufacturer : NULL, Smart controller/meter model # : NULL, Current sensor manufacturer : NULL, Current sensor model # : NULL, Other major component manufacturer : NULL, Other major component model # : NULL, Other major component manufacturer : NULL, Other major component model # : NULL, Battery Brand : Dyness, SystemId : NULL
Date Added : 09-Jul-20, Reference # : HBS1638, HBS designation : Dyness B4850 (7 off), Lux Power LXP-4K Hybrid inverter, Inverter Capacity (Var) : 4000, Useable capacity (kWh) : 30.1, BESS manufacturer : NULL, BESS Model # : NULL, Battery System (BS) Manufacturer : Dyness, Battery System (BS) Model # : B4850, Number of BESS/BS in system : 7, Inverter manufacturer : Lux Power, Inverter model # : LXP-4K Hybrid, Smart controller/meter manufacturer : NULL, Smart controller/meter model # : NULL, Current sensor manufacturer : NULL, Current sensor model # : NULL, Other major component manufacturer : NULL, Other major component model # : NULL, Other major component manufacturer : NULL, Other major component model # : NULL, Battery Brand : Dyness, SystemId : NULL
Date Added : 09-Jul-20, Reference # : HBS1639, HBS designation : Dyness B4850 (8 off), Lux Power LXP-4K Hybrid inverter, Inverter Capacity (Var) : 4000, Useable capacity (kWh) : 34.4, BESS manufacturer : NULL, BESS Model # : NULL, Battery System (BS) Manufacturer : Dyness, Battery System (BS) Model # : B4850, Number of BESS/BS in system : 8, Inverter manufacturer : Lux Power, Inverter model # : LXP-4K Hybrid, Smart controller/meter manufacturer : NULL, Smart controller/meter model # : NULL, Current sensor manufacturer : NULL, Current sensor model # : NULL, Other major component manufacturer : NULL, Other major component model # : NULL, Other major component manufacturer : NULL, Other major component model # : NULL, Battery Brand : Dyness, SystemId : NULL
Date Added : 09-Jul-20, Reference # : HBS1640, HBS designation : Dyness B4850 (3 off), Lux Power LXP-4.6K Hybrid inverter, Inverter Capacity (Var) : 4600, Useable capacity (kWh) : 19.5, BESS manufacturer : NULL, BESS Model # : NULL, Battery System (BS) Manufacturer : Dyness, Battery System (BS) Model # : B4850, Number of BESS/BS in system : 3, Inverter manufacturer : Lux Power, Inverter model # : LXP-4.6K Hybrid, Smart controller/meter manufacturer : NULL, Smart controller/meter model # : NULL, Current sensor manufacturer : NULL, Current sensor model # : NULL, Other major component manufacturer : NULL, Other major component model # : NULL, Other major component manufacturer : NULL, Other major component model # : NULL, Battery Brand : Dyness, SystemId : NULL
Date Added : 09-Jul-20, Reference # : HBS1641, HBS designation : Dyness B4850 (4 off), Lux Power LXP-4.6K Hybrid inverter, Inverter Capacity (Var) : 4600, Useable capacity (kWh) : 26, BESS manufacturer : NULL, BESS Model # : NULL, Battery System (BS) Manufacturer : Dyness, Battery System (BS) Model # : B4850, Number of BESS/BS in system : 4, Inverter manufacturer : Lux Power, Inverter model # : LXP-4.6K Hybrid, Smart controller/meter manufacturer : NULL, Smart controller/meter model # : NULL, Current sensor manufacturer : NULL, Current sensor model # : NULL, Other major component manufacturer : NULL, Other major component model # : NULL, Other major component manufacturer : NULL, Other major component model # : NULL, Battery Brand : Dyness, SystemId : NULL
Date Added : 09-Jul-20, Reference # : HBS1642, HBS designation : Dyness B4850 (5 off), Lux Power LXP-4.6K Hybrid inverter, Inverter Capacity (Var) : 4600, Useable capacity (kWh) : 32.5, BESS manufacturer : NULL, BESS Model # : NULL, Battery System (BS) Manufacturer : Dyness, Battery System (BS) Model # : B4850, Number of BESS/BS in system : 5, Inverter manufacturer : Lux Power, Inverter model # : LXP-4.6K Hybrid, Smart controller/meter manufacturer : NULL, Smart controller/meter model # : NULL, Current sensor manufacturer : NULL, Current sensor model # : NULL, Other major component manufacturer : NULL, Other major component model # : NULL, Other major component manufacturer : NULL, Other major component model # : NULL, Battery Brand : Dyness, SystemId : NULL
Date Added : 09-Jul-20, Reference # : HBS1643, HBS designation : Dyness B4850 (6 off), Lux Power LXP-4.6K Hybrid inverter, Inverter Capacity (Var) : 4600, Useable capacity (kWh) : 39, BESS manufacturer : NULL, BESS Model # : NULL, Battery System (BS) Manufacturer : Dyness, Battery System (BS) Model # : B4850, Number of BESS/BS in system : 6, Inverter manufacturer : Lux Power, Inverter model # : LXP-4.6K Hybrid, Smart controller/meter manufacturer : NULL, Smart controller/meter model # : NULL, Current sensor manufacturer : NULL, Current sensor model # : NULL, Other major component manufacturer : NULL, Other major component model # : NULL, Other major component manufacturer : NULL, Other major component model # : NULL, Battery Brand : Dyness, SystemId : NULL
Date Added : 09-Jul-20, Reference # : HBS1644, HBS designation : Dyness B4850 (7 off), Lux Power LXP-4.6K Hybrid inverter, Inverter Capacity (Var) : 4600, Useable capacity (kWh) : 45.5, BESS manufacturer : NULL, BESS Model # : NULL, Battery System (BS) Manufacturer : Dyness, Battery System (BS) Model # : B4850, Number of BESS/BS in system : 7, Inverter manufacturer : Lux Power, Inverter model # : LXP-4.6K Hybrid, Smart controller/meter manufacturer : NULL, Smart controller/meter model # : NULL, Current sensor manufacturer : NULL, Current sensor model # : NULL, Other major component manufacturer : NULL, Other major component model # : NULL, Other major component manufacturer : NULL, Other major component model # : NULL, Battery Brand : Dyness, SystemId : NULL
Date Added : 09-Jul-20, Reference # : HBS1645, HBS designation : Dyness B4850 (8 off), Lux Power LXP-4.6K Hybrid inverter, Inverter Capacity (Var) : 4600, Useable capacity (kWh) : 52, BESS manufacturer : NULL, BESS Model # : NULL, Battery System (BS) Manufacturer : Dyness, Battery System (BS) Model # : B4850, Number of BESS/BS in system : 8, Inverter manufacturer : Lux Power, Inverter model # : LXP-4.6K Hybrid, Smart controller/meter manufacturer : NULL, Smart controller/meter model # : NULL, Current sensor manufacturer : NULL, Current sensor model # : NULL, Other major component manufacturer : NULL, Other major component model # : NULL, Other major component manufacturer : NULL, Other major component model # : NULL, Battery Brand : Dyness, SystemId : NULL
Date Added : 09-Jul-20, Reference # : HBS1646, HBS designation : Dyness B4850 (4 off), Lux Power LXP-5K Hybrid inverter, Inverter Capacity (Var) : 5000, Useable capacity (kWh) : 34.4, BESS manufacturer : NULL, BESS Model # : NULL, Battery System (BS) Manufacturer : Dyness, Battery System (BS) Model # : B4850, Number of BESS/BS in system : 4, Inverter manufacturer : Lux Power, Inverter model # : LXP-5K Hybrid, Smart controller/meter manufacturer : NULL, Smart controller/meter model # : NULL, Current sensor manufacturer : NULL, Current sensor model # : NULL, Other major component manufacturer : NULL, Other major component model # : NULL, Other major component manufacturer : NULL, Other major component model # : NULL, Battery Brand : Dyness, SystemId : NULL
Date Added : 09-Jul-20, Reference # : HBS1647, HBS designation : Dyness B4850 (5 off), Lux Power LXP-5K Hybrid inverter, Inverter Capacity (Var) : 5000, Useable capacity (kWh) : 43, BESS manufacturer : NULL, BESS Model # : NULL, Battery System (BS) Manufacturer : Dyness, Battery System (BS) Model # : B4850, Number of BESS/BS in system : 5, Inverter manufacturer : Lux Power, Inverter model # : LXP-5K Hybrid, Smart controller/meter manufacturer : NULL, Smart controller/meter model # : NULL, Current sensor manufacturer : NULL, Current sensor model # : NULL, Other major component manufacturer : NULL, Other major component model # : NULL, Other major component manufacturer : NULL, Other major component model # : NULL, Battery Brand : Dyness, SystemId : NULL
Date Added : 09-Jul-20, Reference # : HBS1648, HBS designation : Dyness B4850 (6 off), Lux Power LXP-5K Hybrid inverter, Inverter Capacity (Var) : 5000, Useable capacity (kWh) : 51.6, BESS manufacturer : NULL, BESS Model # : NULL, Battery System (BS) Manufacturer : Dyness, Battery System (BS) Model # : B4850, Number of BESS/BS in system : 6, Inverter manufacturer : Lux Power, Inverter model # : LXP-5K Hybrid, Smart controller/meter manufacturer : NULL, Smart controller/meter model # : NULL, Current sensor manufacturer : NULL, Current sensor model # : NULL, Other major component manufacturer : NULL, Other major component model # : NULL, Other major component manufacturer : NULL, Other major component model # : NULL, Battery Brand : Dyness, SystemId : NULL
Date Added : 09-Jul-20, Reference # : HBS1649, HBS designation : Dyness B4850 (7 off), Lux Power LXP-5K Hybrid inverter, Inverter Capacity (Var) : 5000, Useable capacity (kWh) : 60.2, BESS manufacturer : NULL, BESS Model # : NULL, Battery System (BS) Manufacturer : Dyness, Battery System (BS) Model # : B4850, Number of BESS/BS in system : 7, Inverter manufacturer : Lux Power, Inverter model # : LXP-5K Hybrid, Smart controller/meter manufacturer : NULL, Smart controller/meter model # : NULL, Current sensor manufacturer : NULL, Current sensor model # : NULL, Other major component manufacturer : NULL, Other major component model # : NULL, Other major component manufacturer : NULL, Other major component model # : NULL, Battery Brand : Dyness, SystemId : NULL
Date Added : 09-Jul-20, Reference # : HBS1650, HBS designation : Dyness B4850 (8 off), Lux Power LXP-5K Hybrid inverter, Inverter Capacity (Var) : 5000, Useable capacity (kWh) : 68.8, BESS manufacturer : NULL, BESS Model # : NULL, Battery System (BS) Manufacturer : Dyness, Battery System (BS) Model # : B4850, Number of BESS/BS in system : 8, Inverter manufacturer : Lux Power, Inverter model # : LXP-5K Hybrid, Smart controller/meter manufacturer : NULL, Smart controller/meter model # : NULL, Current sensor manufacturer : NULL, Current sensor model # : NULL, Other major component manufacturer : NULL, Other major component model # : NULL, Other major component manufacturer : NULL, Other major component model # : NULL, Battery Brand : Dyness, SystemId : NULL
Date Added : 09-Jul-20, Reference # : HBS1651, HBS designation : Dyness B4850 (9 off), Lux Power LXP-5K Hybrid inverter, Inverter Capacity (Var) : 5000, Useable capacity (kWh) : 77.4, BESS manufacturer : NULL, BESS Model # : NULL, Battery System (BS) Manufacturer : Dyness, Battery System (BS) Model # : B4850, Number of BESS/BS in system : 9, Inverter manufacturer : Lux Power, Inverter model # : LXP-5K Hybrid, Smart controller/meter manufacturer : NULL, Smart controller/meter model # : NULL, Current sensor manufacturer : NULL, Current sensor model # : NULL, Other major component manufacturer : NULL, Other major component model # : NULL, Other major component manufacturer : NULL, Other major component model # : NULL, Battery Brand : Dyness, SystemId : NULL
Date Added : 09-Jul-20, Reference # : HBS1652, HBS designation : Dyness PowerBox F-5, Lux Power LXP-3K Hybrid inverter, Inverter Capacity (Var) : 3000, Useable capacity (kWh) : 4.3, BESS manufacturer : NULL, BESS Model # : NULL, Battery System (BS) Manufacturer : Dyness, Battery System (BS) Model # : PowerBox F-5, Number of BESS/BS in system : 1, Inverter manufacturer : Lux Power, Inverter model # : LXP-3K Hybrid, Smart controller/meter manufacturer : NULL, Smart controller/meter model # : NULL, Current sensor manufacturer : NULL, Current sensor model # : NULL, Other major component manufacturer : NULL, Other major component model # : NULL, Other major component manufacturer : NULL, Other major component model # : NULL, Battery Brand : Dyness, SystemId : NULL
Date Added : 09-Jul-20, Reference # : HBS1653, HBS designation : Dyness PowerBox F-7.5, Lux Power LXP-3K Hybrid inverter, Inverter Capacity (Var) : 3000, Useable capacity (kWh) : 6.5, BESS manufacturer : NULL, BESS Model # : NULL, Battery System (BS) Manufacturer : Dyness, Battery System (BS) Model # : PowerBox F-7.5, Number of BESS/BS in system : 1, Inverter manufacturer : Lux Power, Inverter model # : LXP-3K Hybrid, Smart controller/meter manufacturer : NULL, Smart controller/meter model # : NULL, Current sensor manufacturer : NULL, Current sensor model # : NULL, Other major component manufacturer : NULL, Other major component model # : NULL, Other major component manufacturer : NULL, Other major component model # : NULL, Battery Brand : Dyness, SystemId : NULL
Date Added : 09-Jul-20, Reference # : HBS1654, HBS designation : Dyness PowerBox F-7.5, Lux Power LXP-4K Hybrid inverter, Inverter Capacity (Var) : 4000, Useable capacity (kWh) : 6.5, BESS manufacturer : NULL, BESS Model # : NULL, Battery System (BS) Manufacturer : Dyness, Battery System (BS) Model # : PowerBox F-7.5, Number of BESS/BS in system : 1, Inverter manufacturer : Lux Power, Inverter model # : LXP-4K Hybrid, Smart controller/meter manufacturer : NULL, Smart controller/meter model # : NULL, Current sensor manufacturer : NULL, Current sensor model # : NULL, Other major component manufacturer : NULL, Other major component model # : NULL, Other major component manufacturer : NULL, Other major component model # : NULL, Battery Brand : Dyness, SystemId : NULL
Date Added : 09-Jul-20, Reference # : HBS1655, HBS designation : Dyness PowerBox F-7.5, Lux Power LXP-4.6K Hybrid inverter, Inverter Capacity (Var) : 4600, Useable capacity (kWh) : 6.5, BESS manufacturer : NULL, BESS Model # : NULL, Battery System (BS) Manufacturer : Dyness, Battery System (BS) Model # : PowerBox F-7.5, Number of BESS/BS in system : 1, Inverter manufacturer : Lux Power, Inverter model # : LXP-4.6K Hybrid, Smart controller/meter manufacturer : NULL, Smart controller/meter model # : NULL, Current sensor manufacturer : NULL, Current sensor model # : NULL, Other major component manufacturer : NULL, Other major component model # : NULL, Other major component manufacturer : NULL, Other major component model # : NULL, Battery Brand : Dyness, SystemId : NULL
Date Added : 09-Jul-20, Reference # : HBS1656, HBS designation : Dyness PowerBox F-10, Lux Power LXP-3K Hybrid inverter, Inverter Capacity (Var) : 3000, Useable capacity (kWh) : 8.6, BESS manufacturer : NULL, BESS Model # : NULL, Battery System (BS) Manufacturer : Dyness, Battery System (BS) Model # : PowerBox F-10, Number of BESS/BS in system : 1, Inverter manufacturer : Lux Power, Inverter model # : LXP-3K Hybrid, Smart controller/meter manufacturer : NULL, Smart controller/meter model # : NULL, Current sensor manufacturer : NULL, Current sensor model # : NULL, Other major component manufacturer : NULL, Other major component model # : NULL, Other major component manufacturer : NULL, Other major component model # : NULL, Battery Brand : Dyness, SystemId : NULL
Date Added : 09-Jul-20, Reference # : HBS1657, HBS designation : Dyness PowerBox F-10, Lux Power LXP-4K Hybrid inverter, Inverter Capacity (Var) : 4000, Useable capacity (kWh) : 8.6, BESS manufacturer : NULL, BESS Model # : NULL, Battery System (BS) Manufacturer : Dyness, Battery System (BS) Model # : PowerBox F-10, Number of BESS/BS in system : 1, Inverter manufacturer : Lux Power, Inverter model # : LXP-4K Hybrid, Smart controller/meter manufacturer : NULL, Smart controller/meter model # : NULL, Current sensor manufacturer : NULL, Current sensor model # : NULL, Other major component manufacturer : NULL, Other major component model # : NULL, Other major component manufacturer : NULL, Other major component model # : NULL, Battery Brand : Dyness, SystemId : NULL
Date Added : 09-Jul-20, Reference # : HBS1658, HBS designation : Dyness PowerBox F-10, Lux Power LXP-4.6K Hybrid inverter, Inverter Capacity (Var) : 4600, Useable capacity (kWh) : 8.6, BESS manufacturer : NULL, BESS Model # : NULL, Battery System (BS) Manufacturer : Dyness, Battery System (BS) Model # : PowerBox F-10, Number of BESS/BS in system : 1, Inverter manufacturer : Lux Power, Inverter model # : LXP-4.6K Hybrid, Smart controller/meter manufacturer : NULL, Smart controller/meter model # : NULL, Current sensor manufacturer : NULL, Current sensor model # : NULL, Other major component manufacturer : NULL, Other major component model # : NULL, Other major component manufacturer : NULL, Other major component model # : NULL, Battery Brand : Dyness, SystemId : NULL
Date Added : 09-Jul-20, Reference # : HBS1659, HBS designation : Dyness PowerBox F-10, Lux Power LXP-5K Hybrid inverter, Inverter Capacity (Var) : 5000, Useable capacity (kWh) : 8.6, BESS manufacturer : NULL, BESS Model # : NULL, Battery System (BS) Manufacturer : Dyness, Battery System (BS) Model # : PowerBox F-10, Number of BESS/BS in system : 1, Inverter manufacturer : Lux Power, Inverter model # : LXP-5K Hybrid, Smart controller/meter manufacturer : NULL, Smart controller/meter model # : NULL, Current sensor manufacturer : NULL, Current sensor model # : NULL, Other major component manufacturer : NULL, Other major component model # : NULL, Other major component manufacturer : NULL, Other major component model # : NULL, Battery Brand : Dyness, SystemId : NULL
Date Added : 20-Jul-20, Reference # : HBS1711, HBS designation : Pylontech US2000 Plus (6 off) w/ Victron Energy MultiPlus-II 48/5000/70-50 inverter and GX device, SwitchDin 'smart controller', Inverter Capacity (Var) : 5000, Useable capacity (kWh) : 13.2, BESS manufacturer : NULL, BESS Model # : NULL, Battery System (BS) Manufacturer : Pylontech, Battery System (BS) Model # : US2000 Plus, Number of BESS/BS in system : 6, Inverter manufacturer : Victron, Inverter model # : Multiplus-II 48/3000/70-50, Smart controller/meter manufacturer : SwitchDin, Smart controller/meter model # : Droplet, Current sensor manufacturer : NULL, Current sensor model # : NULL, Other major component manufacturer : Victron, Other major component model # : Venus GX, Other major component manufacturer : NULL, Other major component model # : NULL, Battery Brand : Pylontech, SystemId : NULL
Date Added : 29-Jul-20, Reference # : HBS1670, HBS designation : BYD Battery-Box Premium HVM 11.0/11.04kWh w/ Goodwe GW5KL-ET inverter, Inverter Capacity (Var) : 5000, Useable capacity (kWh) : 11, BESS manufacturer : NULL, BESS Model # : NULL, Battery System (BS) Manufacturer : BYD, Battery System (BS) Model # : Battery-Box Premium HVM 11.0/11.04kWh, Number of BESS/BS in system : 1, Inverter manufacturer : Goodwe, Inverter model # : GW5KL-ET, Smart controller/meter manufacturer : NULL, Smart controller/meter model # : NULL, Current sensor manufacturer : NULL, Current sensor model # : NULL, Other major component manufacturer : NULL, Other major component model # : NULL, Other major component manufacturer : NULL, Other major component model # : NULL, Battery Brand : BYD, SystemId : NULL
Date Added : 29-Jul-20, Reference # : HBS1671, HBS designation : BYD Battery-Box Premium HVM 13.8/13.8kWh w/ Goodwe GW5KL-ET inverter, Inverter Capacity (Var) : 5000, Useable capacity (kWh) : 13.8, BESS manufacturer : NULL, BESS Model # : NULL, Battery System (BS) Manufacturer : BYD, Battery System (BS) Model # : Battery-Box Premium HVM 13.8/13.8kWh, Number of BESS/BS in system : 1, Inverter manufacturer : Goodwe, Inverter model # : GW5KL-ET, Smart controller/meter manufacturer : NULL, Smart controller/meter model # : NULL, Current sensor manufacturer : NULL, Current sensor model # : NULL, Other major component manufacturer : NULL, Other major component model # : NULL, Other major component manufacturer : NULL, Other major component model # : NULL, Battery Brand : BYD, SystemId : NULL
Date Added : 29-Jul-20, Reference # : HBS1672, HBS designation : BYD Battery-Box Premium HVM 16.6/16.54kWh w/ Goodwe GW5KL-ET inverter, Inverter Capacity (Var) : 5000, Useable capacity (kWh) : 16.6, BESS manufacturer : NULL, BESS Model # : NULL, Battery System (BS) Manufacturer : BYD, Battery System (BS) Model # : Battery-Box Premium HVM 16.6/16.54kWh, Number of BESS/BS in system : 1, Inverter manufacturer : Goodwe, Inverter model # : GW5KL-ET, Smart controller/meter manufacturer : NULL, Smart controller/meter model # : NULL, Current sensor manufacturer : NULL, Current sensor model # : NULL, Other major component manufacturer : NULL, Other major component model # : NULL, Other major component manufacturer : NULL, Other major component model # : NULL, Battery Brand : BYD, SystemId : NULL
Date Added : 29-Jul-20, Reference # : HBS1673, HBS designation : BYD Battery-Box Premium HVM 19.3/19.32kWh w/ Goodwe GW5KL-ET inverter, Inverter Capacity (Var) : 5000, Useable capacity (kWh) : 19.3, BESS manufacturer : NULL, BESS Model # : NULL, Battery System (BS) Manufacturer : BYD, Battery System (BS) Model # : Battery-Box Premium HVM 19.3/19.32kWh, Number of BESS/BS in system : 1, Inverter manufacturer : Goodwe, Inverter model # : GW5KL-ET, Smart controller/meter manufacturer : NULL, Smart controller/meter model # : NULL, Current sensor manufacturer : NULL, Current sensor model # : NULL, Other major component manufacturer : NULL, Other major component model # : NULL, Other major component manufacturer : NULL, Other major component model # : NULL, Battery Brand : BYD, SystemId : NULL
Date Added : 29-Jul-20, Reference # : HBS1674, HBS designation : BYD Battery-Box Premium HVM 22.1/22.08kWh w/ Goodwe GW5KL-ET inverter, Inverter Capacity (Var) : 5000, Useable capacity (kWh) : 22.1, BESS manufacturer : NULL, BESS Model # : NULL, Battery System (BS) Manufacturer : BYD, Battery System (BS) Model # : Battery-Box Premium HVM 22.1/22.08kWh, Number of BESS/BS in system : 1, Inverter manufacturer : Goodwe, Inverter model # : GW5KL-ET, Smart controller/meter manufacturer : NULL, Smart controller/meter model # : NULL, Current sensor manufacturer : NULL, Current sensor model # : NULL, Other major component manufacturer : NULL, Other major component model # : NULL, Other major component manufacturer : NULL, Other major component model # : NULL, Battery Brand : BYD, SystemId : NULL
Date Added : 29-Jul-20, Reference # : HBS1676, HBS designation : BYD Battery-Box Premium HVM 11.0/11.04kWh w/ Goodwe GW6KL-ET inverter, Inverter Capacity (Var) : 6000, Useable capacity (kWh) : 11, BESS manufacturer : NULL, BESS Model # : NULL, Battery System (BS) Manufacturer : BYD, Battery System (BS) Model # : Battery-Box Premium HVM 11.0/11.04kWh, Number of BESS/BS in system : 1, Inverter manufacturer : Goodwe, Inverter model # : GW6KL-ET, Smart controller/meter manufacturer : NULL, Smart controller/meter model # : NULL, Current sensor manufacturer : NULL, Current sensor model # : NULL, Other major component manufacturer : NULL, Other major component model # : NULL, Other major component manufacturer : NULL, Other major component model # : NULL, Battery Brand : BYD, SystemId : NULL
Date Added : 29-Jul-20, Reference # : HBS1677, HBS designation : BYD Battery-Box Premium HVM 13.8/13.8kWh w/ Goodwe GW6KL-ET inverter, Inverter Capacity (Var) : 6000, Useable capacity (kWh) : 13.8, BESS manufacturer : NULL, BESS Model # : NULL, Battery System (BS) Manufacturer : BYD, Battery System (BS) Model # : Battery-Box Premium HVM 13.8/13.8kWh, Number of BESS/BS in system : 1, Inverter manufacturer : Goodwe, Inverter model # : GW6KL-ET, Smart controller/meter manufacturer : NULL, Smart controller/meter model # : NULL, Current sensor manufacturer : NULL, Current sensor model # : NULL, Other major component manufacturer : NULL, Other major component model # : NULL, Other major component manufacturer : NULL, Other major component model # : NULL, Battery Brand : BYD, SystemId : NULL
Date Added : 29-Jul-20, Reference # : HBS1678, HBS designation : BYD Battery-Box Premium HVM 16.6/16.54kWh w/ Goodwe GW6KL-ET inverter, Inverter Capacity (Var) : 6000, Useable capacity (kWh) : 16.6, BESS manufacturer : NULL, BESS Model # : NULL, Battery System (BS) Manufacturer : BYD, Battery System (BS) Model # : Battery-Box Premium HVM 16.6/16.54kWh, Number of BESS/BS in system : 1, Inverter manufacturer : Goodwe, Inverter model # : GW6KL-ET, Smart controller/meter manufacturer : NULL, Smart controller/meter model # : NULL, Current sensor manufacturer : NULL, Current sensor model # : NULL, Other major component manufacturer : NULL, Other major component model # : NULL, Other major component manufacturer : NULL, Other major component model # : NULL, Battery Brand : BYD, SystemId : NULL
Date Added : 29-Jul-20, Reference # : HBS1679, HBS designation : BYD Battery-Box Premium HVM 19.3/19.32kWh w/ Goodwe GW6KL-ET inverter, Inverter Capacity (Var) : 6000, Useable capacity (kWh) : 19.3, BESS manufacturer : NULL, BESS Model # : NULL, Battery System (BS) Manufacturer : BYD, Battery System (BS) Model # : Battery-Box Premium HVM 19.3/19.32kWh, Number of BESS/BS in system : 1, Inverter manufacturer : Goodwe, Inverter model # : GW6KL-ET, Smart controller/meter manufacturer : NULL, Smart controller/meter model # : NULL, Current sensor manufacturer : NULL, Current sensor model # : NULL, Other major component manufacturer : NULL, Other major component model # : NULL, Other major component manufacturer : NULL, Other major component model # : NULL, Battery Brand : BYD, SystemId : NULL
Date Added : 29-Jul-20, Reference # : HBS1680, HBS designation : BYD Battery-Box Premium HVM 22.1/22.08kWh w/ Goodwe GW6KL-ET inverter, Inverter Capacity (Var) : 6000, Useable capacity (kWh) : 22.1, BESS manufacturer : NULL, BESS Model # : NULL, Battery System (BS) Manufacturer : BYD, Battery System (BS) Model # : Battery-Box Premium HVM 22.1/22.08kWh, Number of BESS/BS in system : 1, Inverter manufacturer : Goodwe, Inverter model # : GW6KL-ET, Smart controller/meter manufacturer : NULL, Smart controller/meter model # : NULL, Current sensor manufacturer : NULL, Current sensor model # : NULL, Other major component manufacturer : NULL, Other major component model # : NULL, Other major component manufacturer : NULL, Other major component model # : NULL, Battery Brand : BYD, SystemId : NULL
Date Added : 29-Jul-20, Reference # : HBS1682, HBS designation : BYD Battery-Box Premium HVM 11.0/11.04kWh w/ Goodwe GW8KL-ET inverter, Inverter Capacity (Var) : 8000, Useable capacity (kWh) : 11, BESS manufacturer : NULL, BESS Model # : NULL, Battery System (BS) Manufacturer : BYD, Battery System (BS) Model # : Battery-Box Premium HVM 11.0/11.04kWh, Number of BESS/BS in system : 1, Inverter manufacturer : Goodwe, Inverter model # : GW8KL-ET, Smart controller/meter manufacturer : NULL, Smart controller/meter model # : NULL, Current sensor manufacturer : NULL, Current sensor model # : NULL, Other major component manufacturer : NULL, Other major component model # : NULL, Other major component manufacturer : NULL, Other major component model # : NULL, Battery Brand : BYD, SystemId : NULL
Date Added : 29-Jul-20, Reference # : HBS1683, HBS designation : BYD Battery-Box Premium HVM 13.8/13.8kWh w/ Goodwe GW8KL-ET inverter, Inverter Capacity (Var) : 8000, Useable capacity (kWh) : 13.8, BESS manufacturer : NULL, BESS Model # : NULL, Battery System (BS) Manufacturer : BYD, Battery System (BS) Model # : Battery-Box Premium HVM 13.8/13.8kWh, Number of BESS/BS in system : 1, Inverter manufacturer : Goodwe, Inverter model # : GW8KL-ET, Smart controller/meter manufacturer : NULL, Smart controller/meter model # : NULL, Current sensor manufacturer : NULL, Current sensor model # : NULL, Other major component manufacturer : NULL, Other major component model # : NULL, Other major component manufacturer : NULL, Other major component model # : NULL, Battery Brand : BYD, SystemId : NULL
Date Added : 29-Jul-20, Reference # : HBS1684, HBS designation : BYD Battery-Box Premium HVM 16.6/16.54kWh w/ Goodwe GW8KL-ET inverter, Inverter Capacity (Var) : 8000, Useable capacity (kWh) : 16.6, BESS manufacturer : NULL, BESS Model # : NULL, Battery System (BS) Manufacturer : BYD, Battery System (BS) Model # : Battery-Box Premium HVM 16.6/16.54kWh, Number of BESS/BS in system : 1, Inverter manufacturer : Goodwe, Inverter model # : GW8KL-ET, Smart controller/meter manufacturer : NULL, Smart controller/meter model # : NULL, Current sensor manufacturer : NULL, Current sensor model # : NULL, Other major component manufacturer : NULL, Other major component model # : NULL, Other major component manufacturer : NULL, Other major component model # : NULL, Battery Brand : BYD, SystemId : NULL
Date Added : 29-Jul-20, Reference # : HBS1685, HBS designation : BYD Battery-Box Premium HVM 19.3/19.32kWh w/ Goodwe GW8KL-ET inverter, Inverter Capacity (Var) : 8000, Useable capacity (kWh) : 19.3, BESS manufacturer : NULL, BESS Model # : NULL, Battery System (BS) Manufacturer : BYD, Battery System (BS) Model # : Battery-Box Premium HVM 19.3/19.32kWh, Number of BESS/BS in system : 1, Inverter manufacturer : Goodwe, Inverter model # : GW8KL-ET, Smart controller/meter manufacturer : NULL, Smart controller/meter model # : NULL, Current sensor manufacturer : NULL, Current sensor model # : NULL, Other major component manufacturer : NULL, Other major component model # : NULL, Other major component manufacturer : NULL, Other major component model # : NULL, Battery Brand : BYD, SystemId : NULL
Date Added : 29-Jul-20, Reference # : HBS1686, HBS designation : BYD Battery-Box Premium HVM 22.1/22.08kWh w/ Goodwe GW8KL-ET inverter, Inverter Capacity (Var) : 8000, Useable capacity (kWh) : 22.1, BESS manufacturer : NULL, BESS Model # : NULL, Battery System (BS) Manufacturer : BYD, Battery System (BS) Model # : Battery-Box Premium HVM 22.1/22.08kWh, Number of BESS/BS in system : 1, Inverter manufacturer : Goodwe, Inverter model # : GW8KL-ET, Smart controller/meter manufacturer : NULL, Smart controller/meter model # : NULL, Current sensor manufacturer : NULL, Current sensor model # : NULL, Other major component manufacturer : NULL, Other major component model # : NULL, Other major component manufacturer : NULL, Other major component model # : NULL, Battery Brand : BYD, SystemId : NULL
Date Added : 29-Jul-20, Reference # : HBS1688, HBS designation : BYD Battery-Box Premium HVM 11.0/11.04kWh w/ Goodwe GW10KL-ET inverter, Inverter Capacity (Var) : 10000, Useable capacity (kWh) : 11, BESS manufacturer : NULL, BESS Model # : NULL, Battery System (BS) Manufacturer : BYD, Battery System (BS) Model # : Battery-Box Premium HVM 11.0/11.04kWh, Number of BESS/BS in system : 1, Inverter manufacturer : Goodwe, Inverter model # : GW10KL-ET, Smart controller/meter manufacturer : NULL, Smart controller/meter model # : NULL, Current sensor manufacturer : NULL, Current sensor model # : NULL, Other major component manufacturer : NULL, Other major component model # : NULL, Other major component manufacturer : NULL, Other major component model # : NULL, Battery Brand : BYD, SystemId : NULL
Date Added : 29-Jul-20, Reference # : HBS1689, HBS designation : BYD Battery-Box Premium HVM 13.8/13.8kWh w/ Goodwe GW10KL-ET inverter, Inverter Capacity (Var) : 10000, Useable capacity (kWh) : 13.8, BESS manufacturer : NULL, BESS Model # : NULL, Battery System (BS) Manufacturer : BYD, Battery System (BS) Model # : Battery-Box Premium HVM 13.8/13.8kWh, Number of BESS/BS in system : 1, Inverter manufacturer : Goodwe, Inverter model # : GW10KL-ET, Smart controller/meter manufacturer : NULL, Smart controller/meter model # : NULL, Current sensor manufacturer : NULL, Current sensor model # : NULL, Other major component manufacturer : NULL, Other major component model # : NULL, Other major component manufacturer : NULL, Other major component model # : NULL, Battery Brand : BYD, SystemId : NULL
Date Added : 29-Jul-20, Reference # : HBS1690, HBS designation : BYD Battery-Box Premium HVM 16.6/16.54kWh w/ Goodwe GW10KL-ET inverter, Inverter Capacity (Var) : 10000, Useable capacity (kWh) : 16.6, BESS manufacturer : NULL, BESS Model # : NULL, Battery System (BS) Manufacturer : BYD, Battery System (BS) Model # : Battery-Box Premium HVM 16.6/16.54kWh, Number of BESS/BS in system : 1, Inverter manufacturer : Goodwe, Inverter model # : GW10KL-ET, Smart controller/meter manufacturer : NULL, Smart controller/meter model # : NULL, Current sensor manufacturer : NULL, Current sensor model # : NULL, Other major component manufacturer : NULL, Other major component model # : NULL, Other major component manufacturer : NULL, Other major component model # : NULL, Battery Brand : BYD, SystemId : NULL
Date Added : 29-Jul-20, Reference # : HBS1691, HBS designation : BYD Battery-Box Premium HVM 19.3/19.32kWh w/ Goodwe GW10KL-ET inverter, Inverter Capacity (Var) : 10000, Useable capacity (kWh) : 19.3, BESS manufacturer : NULL, BESS Model # : NULL, Battery System (BS) Manufacturer : BYD, Battery System (BS) Model # : Battery-Box Premium HVM 19.3/19.32kWh, Number of BESS/BS in system : 1, Inverter manufacturer : Goodwe, Inverter model # : GW10KL-ET, Smart controller/meter manufacturer : NULL, Smart controller/meter model # : NULL, Current sensor manufacturer : NULL, Current sensor model # : NULL, Other major component manufacturer : NULL, Other major component model # : NULL, Other major component manufacturer : NULL, Other major component model # : NULL, Battery Brand : BYD, SystemId : NULL
Date Added : 29-Jul-20, Reference # : HBS1692, HBS designation : BYD Battery-Box Premium HVM 22.1/22.08kWh w/ Goodwe GW10KL-ET inverter, Inverter Capacity (Var) : 10000, Useable capacity (kWh) : 22.1, BESS manufacturer : NULL, BESS Model # : NULL, Battery System (BS) Manufacturer : BYD, Battery System (BS) Model # : Battery-Box Premium HVM 22.1/22.08kWh, Number of BESS/BS in system : 1, Inverter manufacturer : Goodwe, Inverter model # : GW10KL-ET, Smart controller/meter manufacturer : NULL, Smart controller/meter model # : NULL, Current sensor manufacturer : NULL, Current sensor model # : NULL, Other major component manufacturer : NULL, Other major component model # : NULL, Other major component manufacturer : NULL, Other major component model # : NULL, Battery Brand : BYD, SystemId : NULL
Date Added : 29-Jul-20, Reference # : HBS1693, HBS designation : BYD Battery-Box Premium HVM 8.3/8.28kWh w/ Goodwe GW3600-EH inverter, Inverter Capacity (Var) : 3600, Useable capacity (kWh) : 8.3, BESS manufacturer : NULL, BESS Model # : NULL, Battery System (BS) Manufacturer : BYD, Battery System (BS) Model # : Battery-Box Premium HVM 8.3/8.28kWh, Number of BESS/BS in system : 1, Inverter manufacturer : Goodwe, Inverter model # : GW3600-EH, Smart controller/meter manufacturer : NULL, Smart controller/meter model # : NULL, Current sensor manufacturer : NULL, Current sensor model # : NULL, Other major component manufacturer : NULL, Other major component model # : NULL, Other major component manufacturer : NULL, Other major component model # : NULL, Battery Brand : BYD, SystemId : NULL
Date Added : 29-Jul-20, Reference # : HBS1694, HBS designation : BYD Battery-Box Premium HVM 11.0/11.04kWh w/ Goodwe GW3600-EH inverter, Inverter Capacity (Var) : 3600, Useable capacity (kWh) : 11, BESS manufacturer : NULL, BESS Model # : NULL, Battery System (BS) Manufacturer : BYD, Battery System (BS) Model # : Battery-Box Premium HVM 11.0/11.04kWh, Number of BESS/BS in system : 1, Inverter manufacturer : Goodwe, Inverter model # : GW3600-EH, Smart controller/meter manufacturer : NULL, Smart controller/meter model # : NULL, Current sensor manufacturer : NULL, Current sensor model # : NULL, Other major component manufacturer : NULL, Other major component model # : NULL, Other major component manufacturer : NULL, Other major component model # : NULL, Battery Brand : BYD, SystemId : NULL
Date Added : 29-Jul-20, Reference # : HBS1695, HBS designation : BYD Battery-Box Premium HVM 13.8/13.8kWh w/ Goodwe GW3600-EH inverter, Inverter Capacity (Var) : 3600, Useable capacity (kWh) : 13.8, BESS manufacturer : NULL, BESS Model # : NULL, Battery System (BS) Manufacturer : BYD, Battery System (BS) Model # : Battery-Box Premium HVM 13.8/13.8kWh, Number of BESS/BS in system : 1, Inverter manufacturer : Goodwe, Inverter model # : GW3600-EH, Smart controller/meter manufacturer : NULL, Smart controller/meter model # : NULL, Current sensor manufacturer : NULL, Current sensor model # : NULL, Other major component manufacturer : NULL, Other major component model # : NULL, Other major component manufacturer : NULL, Other major component model # : NULL, Battery Brand : BYD, SystemId : NULL
Date Added : 29-Jul-20, Reference # : HBS1696, HBS designation : BYD Battery-Box Premium HVM 16.6/16.54kWh w/ Goodwe GW3600-EH inverter, Inverter Capacity (Var) : 3600, Useable capacity (kWh) : 16.6, BESS manufacturer : NULL, BESS Model # : NULL, Battery System (BS) Manufacturer : BYD, Battery System (BS) Model # : Battery-Box Premium HVM 16.6/16.54kWh, Number of BESS/BS in system : 1, Inverter manufacturer : Goodwe, Inverter model # : GW3600-EH, Smart controller/meter manufacturer : NULL, Smart controller/meter model # : NULL, Current sensor manufacturer : NULL, Current sensor model # : NULL, Other major component manufacturer : NULL, Other major component model # : NULL, Other major component manufacturer : NULL, Other major component model # : NULL, Battery Brand : BYD, SystemId : NULL
Date Added : 29-Jul-20, Reference # : HBS1697, HBS designation : BYD Battery-Box Premium HVM 19.3/19.32kWh w/ Goodwe GW3600-EH inverter, Inverter Capacity (Var) : 3600, Useable capacity (kWh) : 19.3, BESS manufacturer : NULL, BESS Model # : NULL, Battery System (BS) Manufacturer : BYD, Battery System (BS) Model # : Battery-Box Premium HVM 19.3/19.32kWh, Number of BESS/BS in system : 1, Inverter manufacturer : Goodwe, Inverter model # : GW3600-EH, Smart controller/meter manufacturer : NULL, Smart controller/meter model # : NULL, Current sensor manufacturer : NULL, Current sensor model # : NULL, Other major component manufacturer : NULL, Other major component model # : NULL, Other major component manufacturer : NULL, Other major component model # : NULL, Battery Brand : BYD, SystemId : NULL
Date Added : 29-Jul-20, Reference # : HBS1699, HBS designation : BYD Battery-Box Premium HVM 8.3/8.28kWh w/ Goodwe GW5000-EH inverter, Inverter Capacity (Var) : 5000, Useable capacity (kWh) : 8.3, BESS manufacturer : NULL, BESS Model # : NULL, Battery System (BS) Manufacturer : BYD, Battery System (BS) Model # : Battery-Box Premium HVM 8.3/8.28kWh, Number of BESS/BS in system : 1, Inverter manufacturer : Goodwe, Inverter model # : GW5000-EH, Smart controller/meter manufacturer : NULL, Smart controller/meter model # : NULL, Current sensor manufacturer : NULL, Current sensor model # : NULL, Other major component manufacturer : NULL, Other major component model # : NULL, Other major component manufacturer : NULL, Other major component model # : NULL, Battery Brand : BYD, SystemId : NULL
Date Added : 29-Jul-20, Reference # : HBS1700, HBS designation : BYD Battery-Box Premium HVM 11.0/11.04kWh w/ Goodwe GW5000-EH inverter, Inverter Capacity (Var) : 5000, Useable capacity (kWh) : 11, BESS manufacturer : NULL, BESS Model # : NULL, Battery System (BS) Manufacturer : BYD, Battery System (BS) Model # : Battery-Box Premium HVM 11.0/11.04kWh, Number of BESS/BS in system : 1, Inverter manufacturer : Goodwe, Inverter model # : GW5000-EH, Smart controller/meter manufacturer : NULL, Smart controller/meter model # : NULL, Current sensor manufacturer : NULL, Current sensor model # : NULL, Other major component manufacturer : NULL, Other major component model # : NULL, Other major component manufacturer : NULL, Other major component model # : NULL, Battery Brand : BYD, SystemId : NULL
Date Added : 29-Jul-20, Reference # : HBS1701, HBS designation : BYD Battery-Box Premium HVM 13.8/13.8kWh w/ Goodwe GW5000-EH inverter, Inverter Capacity (Var) : 5000, Useable capacity (kWh) : 13.8, BESS manufacturer : NULL, BESS Model # : NULL, Battery System (BS) Manufacturer : BYD, Battery System (BS) Model # : Battery-Box Premium HVM 13.8/13.8kWh, Number of BESS/BS in system : 1, Inverter manufacturer : Goodwe, Inverter model # : GW5000-EH, Smart controller/meter manufacturer : NULL, Smart controller/meter model # : NULL, Current sensor manufacturer : NULL, Current sensor model # : NULL, Other major component manufacturer : NULL, Other major component model # : NULL, Other major component manufacturer : NULL, Other major component model # : NULL, Battery Brand : BYD, SystemId : NULL
Date Added : 29-Jul-20, Reference # : HBS1702, HBS designation : BYD Battery-Box Premium HVM 16.6/16.54kWh w/ Goodwe GW5000-EH inverter, Inverter Capacity (Var) : 5000, Useable capacity (kWh) : 16.6, BESS manufacturer : NULL, BESS Model # : NULL, Battery System (BS) Manufacturer : BYD, Battery System (BS) Model # : Battery-Box Premium HVM 16.6/16.54kWh, Number of BESS/BS in system : 1, Inverter manufacturer : Goodwe, Inverter model # : GW5000-EH, Smart controller/meter manufacturer : NULL, Smart controller/meter model # : NULL, Current sensor manufacturer : NULL, Current sensor model # : NULL, Other major component manufacturer : NULL, Other major component model # : NULL, Other major component manufacturer : NULL, Other major component model # : NULL, Battery Brand : BYD, SystemId : NULL
Date Added : 29-Jul-20, Reference # : HBS1703, HBS designation : BYD Battery-Box Premium HVM 19.3/19.32kWh w/ Goodwe GW5000-EH inverter, Inverter Capacity (Var) : 5000, Useable capacity (kWh) : 19.3, BESS manufacturer : NULL, BESS Model # : NULL, Battery System (BS) Manufacturer : BYD, Battery System (BS) Model # : Battery-Box Premium HVM 19.3/19.32kWh, Number of BESS/BS in system : 1, Inverter manufacturer : Goodwe, Inverter model # : GW5000-EH, Smart controller/meter manufacturer : NULL, Smart controller/meter model # : NULL, Current sensor manufacturer : NULL, Current sensor model # : NULL, Other major component manufacturer : NULL, Other major component model # : NULL, Other major component manufacturer : NULL, Other major component model # : NULL, Battery Brand : BYD, SystemId : NULL
Date Added : 29-Jul-20, Reference # : HBS1705, HBS designation : BYD Battery-Box Premium HVM 8.3/8.28kWh w/ Goodwe GW6000-EH inverter, Inverter Capacity (Var) : 6000, Useable capacity (kWh) : 8.3, BESS manufacturer : NULL, BESS Model # : NULL, Battery System (BS) Manufacturer : BYD, Battery System (BS) Model # : Battery-Box Premium HVM 8.3/8.28kWh, Number of BESS/BS in system : 1, Inverter manufacturer : Goodwe, Inverter model # : GW6000-EH, Smart controller/meter manufacturer : NULL, Smart controller/meter model # : NULL, Current sensor manufacturer : NULL, Current sensor model # : NULL, Other major component manufacturer : NULL, Other major component model # : NULL, Other major component manufacturer : NULL, Other major component model # : NULL, Battery Brand : BYD, SystemId : NULL
Date Added : 29-Jul-20, Reference # : HBS1706, HBS designation : BYD Battery-Box Premium HVM 11.0/11.04kWh w/ Goodwe GW6000-EH inverter, Inverter Capacity (Var) : 6000, Useable capacity (kWh) : 11, BESS manufacturer : NULL, BESS Model # : NULL, Battery System (BS) Manufacturer : BYD, Battery System (BS) Model # : Battery-Box Premium HVM 11.0/11.04kWh, Number of BESS/BS in system : 1, Inverter manufacturer : Goodwe, Inverter model # : GW6000-EH, Smart controller/meter manufacturer : NULL, Smart controller/meter model # : NULL, Current sensor manufacturer : NULL, Current sensor model # : NULL, Other major component manufacturer : NULL, Other major component model # : NULL, Other major component manufacturer : NULL, Other major component model # : NULL, Battery Brand : BYD, SystemId : NULL
Date Added : 29-Jul-20, Reference # : HBS1707, HBS designation : BYD Battery-Box Premium HVM 13.8/13.8kWh w/ Goodwe GW6000-EH inverter, Inverter Capacity (Var) : 6000, Useable capacity (kWh) : 13.8, BESS manufacturer : NULL, BESS Model # : NULL, Battery System (BS) Manufacturer : BYD, Battery System (BS) Model # : Battery-Box Premium HVM 13.8/13.8kWh, Number of BESS/BS in system : 1, Inverter manufacturer : Goodwe, Inverter model # : GW6000-EH, Smart controller/meter manufacturer : NULL, Smart controller/meter model # : NULL, Current sensor manufacturer : NULL, Current sensor model # : NULL, Other major component manufacturer : NULL, Other major component model # : NULL, Other major component manufacturer : NULL, Other major component model # : NULL, Battery Brand : BYD, SystemId : NULL
Date Added : 29-Jul-20, Reference # : HBS1708, HBS designation : BYD Battery-Box Premium HVM 16.6/16.54kWh w/ Goodwe GW6000-EH inverter, Inverter Capacity (Var) : 6000, Useable capacity (kWh) : 16.6, BESS manufacturer : NULL, BESS Model # : NULL, Battery System (BS) Manufacturer : BYD, Battery System (BS) Model # : Battery-Box Premium HVM 16.6/16.54kWh, Number of BESS/BS in system : 1, Inverter manufacturer : Goodwe, Inverter model # : GW6000-EH, Smart controller/meter manufacturer : NULL, Smart controller/meter model # : NULL, Current sensor manufacturer : NULL, Current sensor model # : NULL, Other major component manufacturer : NULL, Other major component model # : NULL, Other major component manufacturer : NULL, Other major component model # : NULL, Battery Brand : BYD, SystemId : NULL
Date Added : 29-Jul-20, Reference # : HBS1709, HBS designation : BYD Battery-Box Premium HVM 19.3/19.32kWh w/ Goodwe GW6000-EH inverter, Inverter Capacity (Var) : 6000, Useable capacity (kWh) : 19.3, BESS manufacturer : NULL, BESS Model # : NULL, Battery System (BS) Manufacturer : BYD, Battery System (BS) Model # : Battery-Box Premium HVM 19.3/19.32kWh, Number of BESS/BS in system : 1, Inverter manufacturer : Goodwe, Inverter model # : GW6000-EH, Smart controller/meter manufacturer : NULL, Smart controller/meter model # : NULL, Current sensor manufacturer : NULL, Current sensor model # : NULL, Other major component manufacturer : NULL, Other major component model # : NULL, Other major component manufacturer : NULL, Other major component model # : NULL, Battery Brand : BYD, SystemId : NULL
Date Added : 29-Jul-20, Reference # : HBS1712, HBS designation : BYD Battery-Box Premium HVM 8.3/8.28kWh w/ Fronius Symo Hybrid 3.0-3-S inverter, SwitchDin 'smart controller', Inverter Capacity (Var) : 3000, Useable capacity (kWh) : 8.3, BESS manufacturer : NULL, BESS Model # : NULL, Battery System (BS) Manufacturer : BYD, Battery System (BS) Model # : Battery-Box Premium HVM 8.3/8.28kWh, Number of BESS/BS in system : 1, Inverter manufacturer : Fronius, Inverter model # : Symo Hybrid 3.0-3-S, Smart controller/meter manufacturer : SwitchDin, Smart controller/meter model # : Droplet, Current sensor manufacturer : NULL, Current sensor model # : NULL, Other major component manufacturer : NULL, Other major component model # : NULL, Other major component manufacturer : NULL, Other major component model # : NULL, Battery Brand : BYD, SystemId : NULL
Date Added : 29-Jul-20, Reference # : HBS1713, HBS designation : BYD Battery-Box Premium HVM 11.0/11.04kWh w/ Fronius Symo Hybrid 3.0-3-S inverter, SwitchDin 'smart controller', Inverter Capacity (Var) : 3000, Useable capacity (kWh) : 11, BESS manufacturer : NULL, BESS Model # : NULL, Battery System (BS) Manufacturer : BYD, Battery System (BS) Model # : Battery-Box Premium HVM 11.0/11.04kWh, Number of BESS/BS in system : 1, Inverter manufacturer : Fronius, Inverter model # : Symo Hybrid 3.0-3-S, Smart controller/meter manufacturer : SwitchDin, Smart controller/meter model # : Droplet, Current sensor manufacturer : NULL, Current sensor model # : NULL, Other major component manufacturer : NULL, Other major component model # : NULL, Other major component manufacturer : NULL, Other major component model # : NULL, Battery Brand : BYD, SystemId : NULL
Date Added : 29-Jul-20, Reference # : HBS1714, HBS designation : BYD Battery-Box Premium HVM 13.8/13.8kWh w/ Fronius Symo Hybrid 3.0-3-S inverter, SwitchDin 'smart controller', Inverter Capacity (Var) : 3000, Useable capacity (kWh) : 13.8, BESS manufacturer : NULL, BESS Model # : NULL, Battery System (BS) Manufacturer : BYD, Battery System (BS) Model # : Battery-Box Premium HVM 13.8/13.8kWh, Number of BESS/BS in system : 1, Inverter manufacturer : Fronius, Inverter model # : Symo Hybrid 3.0-3-S, Smart controller/meter manufacturer : SwitchDin, Smart controller/meter model # : Droplet, Current sensor manufacturer : NULL, Current sensor model # : NULL, Other major component manufacturer : NULL, Other major component model # : NULL, Other major component manufacturer : NULL, Other major component model # : NULL, Battery Brand : BYD, SystemId : NULL
Date Added : 29-Jul-20, Reference # : HBS1715, HBS designation : BYD Battery-Box Premium HVM 16.6/16.54kWh w/ Fronius Symo Hybrid 3.0-3-S inverter, SwitchDin 'smart controller', Inverter Capacity (Var) : 3000, Useable capacity (kWh) : 16.6, BESS manufacturer : NULL, BESS Model # : NULL, Battery System (BS) Manufacturer : BYD, Battery System (BS) Model # : Battery-Box Premium HVM 16.6/16.54kWh, Number of BESS/BS in system : 1, Inverter manufacturer : Fronius, Inverter model # : Symo Hybrid 3.0-3-S, Smart controller/meter manufacturer : SwitchDin, Smart controller/meter model # : Droplet, Current sensor manufacturer : NULL, Current sensor model # : NULL, Other major component manufacturer : NULL, Other major component model # : NULL, Other major component manufacturer : NULL, Other major component model # : NULL, Battery Brand : BYD, SystemId : NULL
Date Added : 29-Jul-20, Reference # : HBS1716, HBS designation : BYD Battery-Box Premium HVM 19.3/19.32kWh w/ Fronius Symo Hybrid 3.0-3-S inverter, SwitchDin 'smart controller', Inverter Capacity (Var) : 3000, Useable capacity (kWh) : 19.3, BESS manufacturer : NULL, BESS Model # : NULL, Battery System (BS) Manufacturer : BYD, Battery System (BS) Model # : Battery-Box Premium HVM 19.3/19.32kWh, Number of BESS/BS in system : 1, Inverter manufacturer : Fronius, Inverter model # : Symo Hybrid 3.0-3-S, Smart controller/meter manufacturer : SwitchDin, Smart controller/meter model # : Droplet, Current sensor manufacturer : NULL, Current sensor model # : NULL, Other major component manufacturer : NULL, Other major component model # : NULL, Other major component manufacturer : NULL, Other major component model # : NULL, Battery Brand : BYD, SystemId : NULL
Date Added : 29-Jul-20, Reference # : HBS1717, HBS designation : BYD Battery-Box Premium HVM 22.1/22.08kWh w/ Fronius Symo Hybrid 3.0-3-S inverter, SwitchDin 'smart controller', Inverter Capacity (Var) : 3000, Useable capacity (kWh) : 22.1, BESS manufacturer : NULL, BESS Model # : NULL, Battery System (BS) Manufacturer : BYD, Battery System (BS) Model # : Battery-Box Premium HVM 22.1/22.08kWh, Number of BESS/BS in system : 1, Inverter manufacturer : Fronius, Inverter model # : Symo Hybrid 3.0-3-S, Smart controller/meter manufacturer : SwitchDin, Smart controller/meter model # : Droplet, Current sensor manufacturer : NULL, Current sensor model # : NULL, Other major component manufacturer : NULL, Other major component model # : NULL, Other major component manufacturer : NULL, Other major component model # : NULL, Battery Brand : BYD, SystemId : NULL
Date Added : 29-Jul-20, Reference # : HBS1718, HBS designation : BYD Battery-Box Premium HVM 8.3/8.28kWh w/ Fronius Symo Hybrid 4.0-3-S inverter, SwitchDin 'smart controller', Inverter Capacity (Var) : 4000, Useable capacity (kWh) : 8.3, BESS manufacturer : NULL, BESS Model # : NULL, Battery System (BS) Manufacturer : BYD, Battery System (BS) Model # : Battery-Box Premium HVM 8.3/8.28kWh, Number of BESS/BS in system : 1, Inverter manufacturer : Fronius, Inverter model # : Symo Hybrid 4.0-3-S, Smart controller/meter manufacturer : SwitchDin, Smart controller/meter model # : Droplet, Current sensor manufacturer : NULL, Current sensor model # : NULL, Other major component manufacturer : NULL, Other major component model # : NULL, Other major component manufacturer : NULL, Other major component model # : NULL, Battery Brand : BYD, SystemId : NULL
Date Added : 29-Jul-20, Reference # : HBS1719, HBS designation : BYD Battery-Box Premium HVM 11.0/11.04kWh w/ Fronius Symo Hybrid 4.0-3-S inverter, SwitchDin 'smart controller', Inverter Capacity (Var) : 4000, Useable capacity (kWh) : 11, BESS manufacturer : NULL, BESS Model # : NULL, Battery System (BS) Manufacturer : BYD, Battery System (BS) Model # : Battery-Box Premium HVM 11.0/11.04kWh, Number of BESS/BS in system : 1, Inverter manufacturer : Fronius, Inverter model # : Symo Hybrid 4.0-3-S, Smart controller/meter manufacturer : SwitchDin, Smart controller/meter model # : Droplet, Current sensor manufacturer : NULL, Current sensor model # : NULL, Other major component manufacturer : NULL, Other major component model # : NULL, Other major component manufacturer : NULL, Other major component model # : NULL, Battery Brand : BYD, SystemId : NULL
Date Added : 29-Jul-20, Reference # : HBS1720, HBS designation : BYD Battery-Box Premium HVM 13.8/13.8kWh w/ Fronius Symo Hybrid 4.0-3-S inverter, SwitchDin 'smart controller', Inverter Capacity (Var) : 4000, Useable capacity (kWh) : 13.8, BESS manufacturer : NULL, BESS Model # : NULL, Battery System (BS) Manufacturer : BYD, Battery System (BS) Model # : Battery-Box Premium HVM 13.8/13.8kWh, Number of BESS/BS in system : 1, Inverter manufacturer : Fronius, Inverter model # : Symo Hybrid 4.0-3-S, Smart controller/meter manufacturer : SwitchDin, Smart controller/meter model # : Droplet, Current sensor manufacturer : NULL, Current sensor model # : NULL, Other major component manufacturer : NULL, Other major component model # : NULL, Other major component manufacturer : NULL, Other major component model # : NULL, Battery Brand : BYD, SystemId : NULL
Date Added : 29-Jul-20, Reference # : HBS1721, HBS designation : BYD Battery-Box Premium HVM 16.6/16.54kWh w/ Fronius Symo Hybrid 4.0-3-S inverter, SwitchDin 'smart controller', Inverter Capacity (Var) : 4000, Useable capacity (kWh) : 16.6, BESS manufacturer : NULL, BESS Model # : NULL, Battery System (BS) Manufacturer : BYD, Battery System (BS) Model # : Battery-Box Premium HVM 16.6/16.54kWh, Number of BESS/BS in system : 1, Inverter manufacturer : Fronius, Inverter model # : Symo Hybrid 4.0-3-S, Smart controller/meter manufacturer : SwitchDin, Smart controller/meter model # : Droplet, Current sensor manufacturer : NULL, Current sensor model # : NULL, Other major component manufacturer : NULL, Other major component model # : NULL, Other major component manufacturer : NULL, Other major component model # : NULL, Battery Brand : BYD, SystemId : NULL
Date Added : 29-Jul-20, Reference # : HBS1722, HBS designation : BYD Battery-Box Premium HVM 19.3/19.32kWh w/ Fronius Symo Hybrid 4.0-3-S inverter, SwitchDin 'smart controller', Inverter Capacity (Var) : 4000, Useable capacity (kWh) : 19.3, BESS manufacturer : NULL, BESS Model # : NULL, Battery System (BS) Manufacturer : BYD, Battery System (BS) Model # : Battery-Box Premium HVM 19.3/19.32kWh, Number of BESS/BS in system : 1, Inverter manufacturer : Fronius, Inverter model # : Symo Hybrid 4.0-3-S, Smart controller/meter manufacturer : SwitchDin, Smart controller/meter model # : Droplet, Current sensor manufacturer : NULL, Current sensor model # : NULL, Other major component manufacturer : NULL, Other major component model # : NULL, Other major component manufacturer : NULL, Other major component model # : NULL, Battery Brand : BYD, SystemId : NULL
Date Added : 29-Jul-20, Reference # : HBS1723, HBS designation : BYD Battery-Box Premium HVM 22.1/22.08kWh w/ Fronius Symo Hybrid 4.0-3-S inverter, SwitchDin 'smart controller', Inverter Capacity (Var) : 4000, Useable capacity (kWh) : 22.1, BESS manufacturer : NULL, BESS Model # : NULL, Battery System (BS) Manufacturer : BYD, Battery System (BS) Model # : Battery-Box Premium HVM 22.1/22.08kWh, Number of BESS/BS in system : 1, Inverter manufacturer : Fronius, Inverter model # : Symo Hybrid 4.0-3-S, Smart controller/meter manufacturer : SwitchDin, Smart controller/meter model # : Droplet, Current sensor manufacturer : NULL, Current sensor model # : NULL, Other major component manufacturer : NULL, Other major component model # : NULL, Other major component manufacturer : NULL, Other major component model # : NULL, Battery Brand : BYD, SystemId : NULL
Date Added : 29-Jul-20, Reference # : HBS1724, HBS designation : BYD Battery-Box Premium HVM 8.3/8.28kWh w/ Fronius Symo Hybrid 5.0-3-S inverter, SwitchDin 'smart controller', Inverter Capacity (Var) : 5000, Useable capacity (kWh) : 8.3, BESS manufacturer : NULL, BESS Model # : NULL, Battery System (BS) Manufacturer : BYD, Battery System (BS) Model # : Battery-Box Premium HVM 8.3/8.28kWh, Number of BESS/BS in system : 1, Inverter manufacturer : Fronius, Inverter model # : Symo Hybrid 5.0-3-S, Smart controller/meter manufacturer : SwitchDin, Smart controller/meter model # : Droplet, Current sensor manufacturer : NULL, Current sensor model # : NULL, Other major component manufacturer : NULL, Other major component model # : NULL, Other major component manufacturer : NULL, Other major component model # : NULL, Battery Brand : BYD, SystemId : NULL
Date Added : 29-Jul-20, Reference # : HBS1725, HBS designation : BYD Battery-Box Premium HVM 11.0/11.04kWh w/ Fronius Symo Hybrid 5.0-3-S inverter, SwitchDin 'smart controller', Inverter Capacity (Var) : 5000, Useable capacity (kWh) : 11, BESS manufacturer : NULL, BESS Model # : NULL, Battery System (BS) Manufacturer : BYD, Battery System (BS) Model # : Battery-Box Premium HVM 11.0/11.04kWh, Number of BESS/BS in system : 1, Inverter manufacturer : Fronius, Inverter model # : Symo Hybrid 5.0-3-S, Smart controller/meter manufacturer : SwitchDin, Smart controller/meter model # : Droplet, Current sensor manufacturer : NULL, Current sensor model # : NULL, Other major component manufacturer : NULL, Other major component model # : NULL, Other major component manufacturer : NULL, Other major component model # : NULL, Battery Brand : BYD, SystemId : NULL
Date Added : 29-Jul-20, Reference # : HBS1726, HBS designation : BYD Battery-Box Premium HVM 13.8/13.8kWh w/ Fronius Symo Hybrid 5.0-3-S inverter, SwitchDin 'smart controller', Inverter Capacity (Var) : 5000, Useable capacity (kWh) : 13.8, BESS manufacturer : NULL, BESS Model # : NULL, Battery System (BS) Manufacturer : BYD, Battery System (BS) Model # : Battery-Box Premium HVM 13.8/13.8kWh, Number of BESS/BS in system : 1, Inverter manufacturer : Fronius, Inverter model # : Symo Hybrid 5.0-3-S, Smart controller/meter manufacturer : SwitchDin, Smart controller/meter model # : Droplet, Current sensor manufacturer : NULL, Current sensor model # : NULL, Other major component manufacturer : NULL, Other major component model # : NULL, Other major component manufacturer : NULL, Other major component model # : NULL, Battery Brand : BYD, SystemId : NULL
Date Added : 29-Jul-20, Reference # : HBS1727, HBS designation : BYD Battery-Box Premium HVM 16.6/16.54kWh w/ Fronius Symo Hybrid 5.0-3-S inverter, SwitchDin 'smart controller', Inverter Capacity (Var) : 5000, Useable capacity (kWh) : 16.6, BESS manufacturer : NULL, BESS Model # : NULL, Battery System (BS) Manufacturer : BYD, Battery System (BS) Model # : Battery-Box Premium HVM 16.6/16.54kWh, Number of BESS/BS in system : 1, Inverter manufacturer : Fronius, Inverter model # : Symo Hybrid 5.0-3-S, Smart controller/meter manufacturer : SwitchDin, Smart controller/meter model # : Droplet, Current sensor manufacturer : NULL, Current sensor model # : NULL, Other major component manufacturer : NULL, Other major component model # : NULL, Other major component manufacturer : NULL, Other major component model # : NULL, Battery Brand : BYD, SystemId : NULL
Date Added : 29-Jul-20, Reference # : HBS1728, HBS designation : BYD Battery-Box Premium HVM 19.3/19.32kWh w/ Fronius Symo Hybrid 5.0-3-S inverter, SwitchDin 'smart controller', Inverter Capacity (Var) : 5000, Useable capacity (kWh) : 19.3, BESS manufacturer : NULL, BESS Model # : NULL, Battery System (BS) Manufacturer : BYD, Battery System (BS) Model # : Battery-Box Premium HVM 19.3/19.32kWh, Number of BESS/BS in system : 1, Inverter manufacturer : Fronius, Inverter model # : Symo Hybrid 5.0-3-S, Smart controller/meter manufacturer : SwitchDin, Smart controller/meter model # : Droplet, Current sensor manufacturer : NULL, Current sensor model # : NULL, Other major component manufacturer : NULL, Other major component model # : NULL, Other major component manufacturer : NULL, Other major component model # : NULL, Battery Brand : BYD, SystemId : NULL
Date Added : 29-Jul-20, Reference # : HBS1729, HBS designation : BYD Battery-Box Premium HVM 22.1/22.08kWh w/ Fronius Symo Hybrid 5.0-3-S inverter, SwitchDin 'smart controller', Inverter Capacity (Var) : 5000, Useable capacity (kWh) : 22.1, BESS manufacturer : NULL, BESS Model # : NULL, Battery System (BS) Manufacturer : BYD, Battery System (BS) Model # : Battery-Box Premium HVM 22.1/22.08kWh, Number of BESS/BS in system : 1, Inverter manufacturer : Fronius, Inverter model # : Symo Hybrid 5.0-3-S, Smart controller/meter manufacturer : SwitchDin, Smart controller/meter model # : Droplet, Current sensor manufacturer : NULL, Current sensor model # : NULL, Other major component manufacturer : NULL, Other major component model # : NULL, Other major component manufacturer : NULL, Other major component model # : NULL, Battery Brand : BYD, SystemId : NULL
Date Added : 26-Aug-20, Reference # : HBS1730, HBS designation : LGChem RESU3.3 w/ Sungrow SH5K-30 inverter, Inverter Capacity (Var) : 4990, Useable capacity (kWh) : 2.9, BESS manufacturer : NULL, BESS Model # : NULL, Battery System (BS) Manufacturer : LGChem, Battery System (BS) Model # : RESU3.3, Number of BESS/BS in system : 1, Inverter manufacturer : Sungrow, Inverter model # : SH5K-30, Smart controller/meter manufacturer : NULL, Smart controller/meter model # : NULL, Current sensor manufacturer : NULL, Current sensor model # : NULL, Other major component manufacturer : NULL, Other major component model # : NULL, Other major component manufacturer : NULL, Other major component model # : NULL, Battery Brand : LGChem, SystemId : 614
Date Added : 26-Aug-20, Reference # : HBS1731, HBS designation : LGChem RESU6.5 w/ Sungrow SH5K-30 inverter, Inverter Capacity (Var) : 4990, Useable capacity (kWh) : 5.9, BESS manufacturer : NULL, BESS Model # : NULL, Battery System (BS) Manufacturer : LGChem, Battery System (BS) Model # : RESU6.5, Number of BESS/BS in system : 1, Inverter manufacturer : Sungrow, Inverter model # : SH5K-30, Smart controller/meter manufacturer : NULL, Smart controller/meter model # : NULL, Current sensor manufacturer : NULL, Current sensor model # : NULL, Other major component manufacturer : NULL, Other major component model # : NULL, Other major component manufacturer : NULL, Other major component model # : NULL, Battery Brand : LGChem, SystemId : 615
Date Added : 26-Aug-20, Reference # : HBS1732, HBS designation : LGChem RESU10 w/ Sungrow SH5K-30 inverter, Inverter Capacity (Var) : 4990, Useable capacity (kWh) : 8.8, BESS manufacturer : NULL, BESS Model # : NULL, Battery System (BS) Manufacturer : LGChem, Battery System (BS) Model # : RESU10, Number of BESS/BS in system : 1, Inverter manufacturer : Sungrow, Inverter model # : SH5K-30, Smart controller/meter manufacturer : NULL, Smart controller/meter model # : NULL, Current sensor manufacturer : NULL, Current sensor model # : NULL, Other major component manufacturer : NULL, Other major component model # : NULL, Other major component manufacturer : NULL, Other major component model # : NULL, Battery Brand : LGChem, SystemId : 616
Date Added : 26-Aug-20, Reference # : HBS1733, HBS designation : LGChem RESU6.5 (2 off) w/ Sungrow SH5K-30 inverter, Inverter Capacity (Var) : 4990, Useable capacity (kWh) : 11.8, BESS manufacturer : NULL, BESS Model # : NULL, Battery System (BS) Manufacturer : LGChem, Battery System (BS) Model # : RESU6.5, Number of BESS/BS in system : 2, Inverter manufacturer : Sungrow, Inverter model # : SH5K-30, Smart controller/meter manufacturer : NULL, Smart controller/meter model # : NULL, Current sensor manufacturer : NULL, Current sensor model # : NULL, Other major component manufacturer : NULL, Other major component model # : NULL, Other major component manufacturer : NULL, Other major component model # : NULL, Battery Brand : LGChem, SystemId : 617
Date Added : 26-Aug-20, Reference # : HBS1734, HBS designation : LGChem RESU6.5, RESU10 w/ Sungrow SH5K-30 inverter, Inverter Capacity (Var) : 4990, Useable capacity (kWh) : 14.7, BESS manufacturer : NULL, BESS Model # : NULL, Battery System (BS) Manufacturer : LGChem, Battery System (BS) Model # : RESU6.5, RESU10, Number of BESS/BS in system : 2, Inverter manufacturer : Sungrow, Inverter model # : SH5K-30, Smart controller/meter manufacturer : NULL, Smart controller/meter model # : NULL, Current sensor manufacturer : NULL, Current sensor model # : NULL, Other major component manufacturer : NULL, Other major component model # : NULL, Other major component manufacturer : NULL, Other major component model # : NULL, Battery Brand : LGChem, SystemId : 618
Date Added : 26-Aug-20, Reference # : HBS1735, HBS designation : LGChem RESU10 (2 off) w/ Sungrow SH5K-30 inverter, Inverter Capacity (Var) : 4990, Useable capacity (kWh) : 17.6, BESS manufacturer : NULL, BESS Model # : NULL, Battery System (BS) Manufacturer : LGChem, Battery System (BS) Model # : RESU10, Number of BESS/BS in system : 2, Inverter manufacturer : Sungrow, Inverter model # : SH5K-30, Smart controller/meter manufacturer : NULL, Smart controller/meter model # : NULL, Current sensor manufacturer : NULL, Current sensor model # : NULL, Other major component manufacturer : NULL, Other major component model # : NULL, Other major component manufacturer : NULL, Other major component model # : NULL, Battery Brand : LGChem, SystemId : 619
Date Added : 26-Aug-20, Reference # : HBS1736, HBS designation : Sungrow SBP4K8 w/ Sungrow SH5K-30 inverter, Inverter Capacity (Var) : 4990, Useable capacity (kWh) : 4.6, BESS manufacturer : NULL, BESS Model # : NULL, Battery System (BS) Manufacturer : Sungrow, Battery System (BS) Model # : SBP4K8, Number of BESS/BS in system : 1, Inverter manufacturer : Sungrow, Inverter model # : SH5K-30, Smart controller/meter manufacturer : NULL, Smart controller/meter model # : NULL, Current sensor manufacturer : NULL, Current sensor model # : NULL, Other major component manufacturer : NULL, Other major component model # : NULL, Other major component manufacturer : NULL, Other major component model # : NULL, Battery Brand : Sungrow, SystemId : 620
Date Added : 26-Aug-20, Reference # : HBS1737, HBS designation : Sungrow SBP4K8 w/ Sungrow SH5K-30 inverter, Inverter Capacity (Var) : 4990, Useable capacity (kWh) : 9.2, BESS manufacturer : NULL, BESS Model # : NULL, Battery System (BS) Manufacturer : Sungrow, Battery System (BS) Model # : SBP4K8, Number of BESS/BS in system : 2, Inverter manufacturer : Sungrow, Inverter model # : SH5K-30, Smart controller/meter manufacturer : NULL, Smart controller/meter model # : NULL, Current sensor manufacturer : NULL, Current sensor model # : NULL, Other major component manufacturer : NULL, Other major component model # : NULL, Other major component manufacturer : NULL, Other major component model # : NULL, Battery Brand : Sungrow, SystemId : 621
Date Added : 26-Aug-20, Reference # : HBS1738, HBS designation : Sungrow SBP4K8 w/ Sungrow SH5K-30 inverter, Inverter Capacity (Var) : 4990, Useable capacity (kWh) : 13.8, BESS manufacturer : NULL, BESS Model # : NULL, Battery System (BS) Manufacturer : Sungrow, Battery System (BS) Model # : SBP4K8, Number of BESS/BS in system : 3, Inverter manufacturer : Sungrow, Inverter model # : SH5K-30, Smart controller/meter manufacturer : NULL, Smart controller/meter model # : NULL, Current sensor manufacturer : NULL, Current sensor model # : NULL, Other major component manufacturer : NULL, Other major component model # : NULL, Other major component manufacturer : NULL, Other major component model # : NULL, Battery Brand : Sungrow, SystemId : 622
Date Added : 26-Aug-20, Reference # : HBS1739, HBS designation : LGChem RESU10H w/ Sungrow SH5.0RT inverter, Inverter Capacity (Var) : 5000, Useable capacity (kWh) : 9.3, BESS manufacturer : NULL, BESS Model # : NULL, Battery System (BS) Manufacturer : LGChem, Battery System (BS) Model # : RESU10H, Number of BESS/BS in system : 1, Inverter manufacturer : Sungrow, Inverter model # : SH5.0RT, Smart controller/meter manufacturer : NULL, Smart controller/meter model # : NULL, Current sensor manufacturer : NULL, Current sensor model # : NULL, Other major component manufacturer : NULL, Other major component model # : NULL, Other major component manufacturer : NULL, Other major component model # : NULL, Battery Brand : LGChem, SystemId : 623
Date Added : 26-Aug-20, Reference # : HBS1744, HBS designation : BYD Battery-Box Premium HVM 11.0/11.04kWh w/ Sungrow SH5.0RT inverter, Inverter Capacity (Var) : 5000, Useable capacity (kWh) : 11.04, BESS manufacturer : NULL, BESS Model # : NULL, Battery System (BS) Manufacturer : BYD, Battery System (BS) Model # : Battery-Box Premium HVM 11.0/11.04kWh, Number of BESS/BS in system : 1, Inverter manufacturer : Sungrow, Inverter model # : SH5.0RT, Smart controller/meter manufacturer : NULL, Smart controller/meter model # : NULL, Current sensor manufacturer : NULL, Current sensor model # : NULL, Other major component manufacturer : NULL, Other major component model # : NULL, Other major component manufacturer : NULL, Other major component model # : NULL, Battery Brand : BYD, SystemId : 624
Date Added : 26-Aug-20, Reference # : HBS1745, HBS designation : BYD Battery-Box Premium HVM 13.8/13.8kWh w/ Sungrow SH5.0RT inverter, Inverter Capacity (Var) : 5000, Useable capacity (kWh) : 13.8, BESS manufacturer : NULL, BESS Model # : NULL, Battery System (BS) Manufacturer : BYD, Battery System (BS) Model # : Battery-Box Premium HVM 13.8/13.8kWh, Number of BESS/BS in system : 1, Inverter manufacturer : Sungrow, Inverter model # : SH5.0RT, Smart controller/meter manufacturer : NULL, Smart controller/meter model # : NULL, Current sensor manufacturer : NULL, Current sensor model # : NULL, Other major component manufacturer : NULL, Other major component model # : NULL, Other major component manufacturer : NULL, Other major component model # : NULL, Battery Brand : BYD, SystemId : 625
Date Added : 26-Aug-20, Reference # : HBS1746, HBS designation : BYD Battery-Box Premium HVM 16.6/16.54kWh w/ Sungrow SH5.0RT inverter, Inverter Capacity (Var) : 5000, Useable capacity (kWh) : 16.56, BESS manufacturer : NULL, BESS Model # : NULL, Battery System (BS) Manufacturer : BYD, Battery System (BS) Model # : Battery-Box Premium HVM 16.6/16.54kWh, Number of BESS/BS in system : 1, Inverter manufacturer : Sungrow, Inverter model # : SH5.0RT, Smart controller/meter manufacturer : NULL, Smart controller/meter model # : NULL, Current sensor manufacturer : NULL, Current sensor model # : NULL, Other major component manufacturer : NULL, Other major component model # : NULL, Other major component manufacturer : NULL, Other major component model # : NULL, Battery Brand : BYD, SystemId : 626
Date Added : 26-Aug-20, Reference # : HBS1747, HBS designation : BYD Battery-Box Premium HVM 19.3/19.32kWh w/ Sungrow SH5.0RT inverter, Inverter Capacity (Var) : 5000, Useable capacity (kWh) : 19.32, BESS manufacturer : NULL, BESS Model # : NULL, Battery System (BS) Manufacturer : BYD, Battery System (BS) Model # : Battery-Box Premium HVM 19.3/19.32kWh, Number of BESS/BS in system : 1, Inverter manufacturer : Sungrow, Inverter model # : SH5.0RT, Smart controller/meter manufacturer : NULL, Smart controller/meter model # : NULL, Current sensor manufacturer : NULL, Current sensor model # : NULL, Other major component manufacturer : NULL, Other major component model # : NULL, Other major component manufacturer : NULL, Other major component model # : NULL, Battery Brand : BYD, SystemId : 627
Date Added : 26-Aug-20, Reference # : HBS1748, HBS designation : BYD Battery-Box Premium HVM 22.1/22.08kWh w/ Sungrow SH5.0RT inverter, Inverter Capacity (Var) : 5000, Useable capacity (kWh) : 22.08, BESS manufacturer : NULL, BESS Model # : NULL, Battery System (BS) Manufacturer : BYD, Battery System (BS) Model # : Battery-Box Premium HVM 22.1/22.08kWh, Number of BESS/BS in system : 1, Inverter manufacturer : Sungrow, Inverter model # : SH5.0RT, Smart controller/meter manufacturer : NULL, Smart controller/meter model # : NULL, Current sensor manufacturer : NULL, Current sensor model # : NULL, Other major component manufacturer : NULL, Other major component model # : NULL, Other major component manufacturer : NULL, Other major component model # : NULL, Battery Brand : BYD, SystemId : 628
Date Added : 26-Aug-20, Reference # : HBS1753, HBS designation : BYD Battery-Box Premium HVM 11.0/11.04kWh (2 off) w/ Sungrow SH5.0RT inverter, Inverter Capacity (Var) : 5000, Useable capacity (kWh) : 22.08, BESS manufacturer : NULL, BESS Model # : NULL, Battery System (BS) Manufacturer : BYD, Battery System (BS) Model # : Battery-Box Premium HVM 11.0/11.04kWh, Number of BESS/BS in system : 2, Inverter manufacturer : Sungrow, Inverter model # : SH5.0RT, Smart controller/meter manufacturer : NULL, Smart controller/meter model # : NULL, Current sensor manufacturer : NULL, Current sensor model # : NULL, Other major component manufacturer : NULL, Other major component model # : NULL, Other major component manufacturer : NULL, Other major component model # : NULL, Battery Brand : BYD, SystemId : 629
Date Added : 26-Aug-20, Reference # : HBS1754, HBS designation : BYD Battery-Box Premium HVM 13.8/13.8kWh (2 off) w/ Sungrow SH5.0RT inverter, Inverter Capacity (Var) : 5000, Useable capacity (kWh) : 27.6, BESS manufacturer : NULL, BESS Model # : NULL, Battery System (BS) Manufacturer : BYD, Battery System (BS) Model # : Battery-Box Premium HVM 13.8/13.8kWh, Number of BESS/BS in system : 2, Inverter manufacturer : Sungrow, Inverter model # : SH5.0RT, Smart controller/meter manufacturer : NULL, Smart controller/meter model # : NULL, Current sensor manufacturer : NULL, Current sensor model # : NULL, Other major component manufacturer : NULL, Other major component model # : NULL, Other major component manufacturer : NULL, Other major component model # : NULL, Battery Brand : BYD, SystemId : 630
Date Added : 26-Aug-20, Reference # : HBS1755, HBS designation : BYD Battery-Box Premium HVM 16.6/16.54kWh (2 off) w/ Sungrow SH5.0RT inverter, Inverter Capacity (Var) : 5000, Useable capacity (kWh) : 33.12, BESS manufacturer : NULL, BESS Model # : NULL, Battery System (BS) Manufacturer : BYD, Battery System (BS) Model # : Battery-Box Premium HVM 16.6/16.54kWh, Number of BESS/BS in system : 2, Inverter manufacturer : Sungrow, Inverter model # : SH5.0RT, Smart controller/meter manufacturer : NULL, Smart controller/meter model # : NULL, Current sensor manufacturer : NULL, Current sensor model # : NULL, Other major component manufacturer : NULL, Other major component model # : NULL, Other major component manufacturer : NULL, Other major component model # : NULL, Battery Brand : BYD, SystemId : 631
Date Added : 26-Aug-20, Reference # : HBS1756, HBS designation : BYD Battery-Box Premium HVM 19.3/19.32kWh (2 off) w/ Sungrow SH5.0RT inverter, Inverter Capacity (Var) : 5000, Useable capacity (kWh) : 38.64, BESS manufacturer : NULL, BESS Model # : NULL, Battery System (BS) Manufacturer : BYD, Battery System (BS) Model # : Battery-Box Premium HVM 19.3/19.32kWh, Number of BESS/BS in system : 2, Inverter manufacturer : Sungrow, Inverter model # : SH5.0RT, Smart controller/meter manufacturer : NULL, Smart controller/meter model # : NULL, Current sensor manufacturer : NULL, Current sensor model # : NULL, Other major component manufacturer : NULL, Other major component model # : NULL, Other major component manufacturer : NULL, Other major component model # : NULL, Battery Brand : BYD, SystemId : 632
Date Added : 26-Aug-20, Reference # : HBS1757, HBS designation : BYD Battery-Box Premium HVM 22.1/22.08kWh (2 off) w/ Sungrow SH5.0RT inverter, Inverter Capacity (Var) : 5000, Useable capacity (kWh) : 44.16, BESS manufacturer : NULL, BESS Model # : NULL, Battery System (BS) Manufacturer : BYD, Battery System (BS) Model # : Battery-Box Premium HVM 22.1/22.08kWh, Number of BESS/BS in system : 2, Inverter manufacturer : Sungrow, Inverter model # : SH5.0RT, Smart controller/meter manufacturer : NULL, Smart controller/meter model # : NULL, Current sensor manufacturer : NULL, Current sensor model # : NULL, Other major component manufacturer : NULL, Other major component model # : NULL, Other major component manufacturer : NULL, Other major component model # : NULL, Battery Brand : BYD, SystemId : 633
Date Added : 26-Aug-20, Reference # : HBS1762, HBS designation : BYD Battery-Box Premium HVM 11.0/11.04kWh w/ Sungrow SH10RT inverter, Inverter Capacity (Var) : 10000, Useable capacity (kWh) : 11.04, BESS manufacturer : NULL, BESS Model # : NULL, Battery System (BS) Manufacturer : BYD, Battery System (BS) Model # : Battery-Box Premium HVM 11.0/11.04kWh, Number of BESS/BS in system : 1, Inverter manufacturer : Sungrow, Inverter model # : SH10RT, Smart controller/meter manufacturer : NULL, Smart controller/meter model # : NULL, Current sensor manufacturer : NULL, Current sensor model # : NULL, Other major component manufacturer : NULL, Other major component model # : NULL, Other major component manufacturer : NULL, Other major component model # : NULL, Battery Brand : BYD, SystemId : 634
Date Added : 26-Aug-20, Reference # : HBS1763, HBS designation : BYD Battery-Box Premium HVM 13.8/13.8kWh w/ Sungrow SH10RT inverter, Inverter Capacity (Var) : 10000, Useable capacity (kWh) : 13.8, BESS manufacturer : NULL, BESS Model # : NULL, Battery System (BS) Manufacturer : BYD, Battery System (BS) Model # : Battery-Box Premium HVM 13.8/13.8kWh, Number of BESS/BS in system : 1, Inverter manufacturer : Sungrow, Inverter model # : SH10RT, Smart controller/meter manufacturer : NULL, Smart controller/meter model # : NULL, Current sensor manufacturer : NULL, Current sensor model # : NULL, Other major component manufacturer : NULL, Other major component model # : NULL, Other major component manufacturer : NULL, Other major component model # : NULL, Battery Brand : BYD, SystemId : 635
Date Added : 26-Aug-20, Reference # : HBS1764, HBS designation : BYD Battery-Box Premium HVM 16.6/16.54kWh w/ Sungrow SH10RT inverter, Inverter Capacity (Var) : 10000, Useable capacity (kWh) : 16.56, BESS manufacturer : NULL, BESS Model # : NULL, Battery System (BS) Manufacturer : BYD, Battery System (BS) Model # : Battery-Box Premium HVM 16.6/16.54kWh, Number of BESS/BS in system : 1, Inverter manufacturer : Sungrow, Inverter model # : SH10RT, Smart controller/meter manufacturer : NULL, Smart controller/meter model # : NULL, Current sensor manufacturer : NULL, Current sensor model # : NULL, Other major component manufacturer : NULL, Other major component model # : NULL, Other major component manufacturer : NULL, Other major component model # : NULL, Battery Brand : BYD, SystemId : 636
Date Added : 26-Aug-20, Reference # : HBS1765, HBS designation : BYD Battery-Box Premium HVM 19.3/19.32kWh w/ Sungrow SH10RT inverter, Inverter Capacity (Var) : 10000, Useable capacity (kWh) : 19.32, BESS manufacturer : NULL, BESS Model # : NULL, Battery System (BS) Manufacturer : BYD, Battery System (BS) Model # : Battery-Box Premium HVM 19.3/19.32kWh, Number of BESS/BS in system : 1, Inverter manufacturer : Sungrow, Inverter model # : SH10RT, Smart controller/meter manufacturer : NULL, Smart controller/meter model # : NULL, Current sensor manufacturer : NULL, Current sensor model # : NULL, Other major component manufacturer : NULL, Other major component model # : NULL, Other major component manufacturer : NULL, Other major component model # : NULL, Battery Brand : BYD, SystemId : 637
Date Added : 26-Aug-20, Reference # : HBS1766, HBS designation : BYD Battery-Box Premium HVM 22.1/22.08kWh w/ Sungrow SH10RT inverter, Inverter Capacity (Var) : 10000, Useable capacity (kWh) : 22.08, BESS manufacturer : NULL, BESS Model # : NULL, Battery System (BS) Manufacturer : BYD, Battery System (BS) Model # : Battery-Box Premium HVM 22.1/22.08kWh, Number of BESS/BS in system : 1, Inverter manufacturer : Sungrow, Inverter model # : SH10RT, Smart controller/meter manufacturer : NULL, Smart controller/meter model # : NULL, Current sensor manufacturer : NULL, Current sensor model # : NULL, Other major component manufacturer : NULL, Other major component model # : NULL, Other major component manufacturer : NULL, Other major component model # : NULL, Battery Brand : BYD, SystemId : 638
Date Added : 26-Aug-20, Reference # : HBS1771, HBS designation : BYD Battery-Box Premium HVM 11.0/11.04kWh (2 off) w/ Sungrow SH10RT inverter, Inverter Capacity (Var) : 10000, Useable capacity (kWh) : 22.08, BESS manufacturer : NULL, BESS Model # : NULL, Battery System (BS) Manufacturer : BYD, Battery System (BS) Model # : Battery-Box Premium HVM 11.0/11.04kWh, Number of BESS/BS in system : 2, Inverter manufacturer : Sungrow, Inverter model # : SH10RT, Smart controller/meter manufacturer : NULL, Smart controller/meter model # : NULL, Current sensor manufacturer : NULL, Current sensor model # : NULL, Other major component manufacturer : NULL, Other major component model # : NULL, Other major component manufacturer : NULL, Other major component model # : NULL, Battery Brand : BYD, SystemId : 639
Date Added : 26-Aug-20, Reference # : HBS1772, HBS designation : BYD Battery-Box Premium HVM 13.8/13.8kWh (2 off) w/ Sungrow SH10RT inverter, Inverter Capacity (Var) : 10000, Useable capacity (kWh) : 27.6, BESS manufacturer : NULL, BESS Model # : NULL, Battery System (BS) Manufacturer : BYD, Battery System (BS) Model # : Battery-Box Premium HVM 13.8/13.8kWh, Number of BESS/BS in system : 2, Inverter manufacturer : Sungrow, Inverter model # : SH10RT, Smart controller/meter manufacturer : NULL, Smart controller/meter model # : NULL, Current sensor manufacturer : NULL, Current sensor model # : NULL, Other major component manufacturer : NULL, Other major component model # : NULL, Other major component manufacturer : NULL, Other major component model # : NULL, Battery Brand : BYD, SystemId : 640
Date Added : 26-Aug-20, Reference # : HBS1773, HBS designation : BYD Battery-Box Premium HVM 16.6/16.54kWh (2 off) w/ Sungrow SH10RT inverter, Inverter Capacity (Var) : 10000, Useable capacity (kWh) : 33.12, BESS manufacturer : NULL, BESS Model # : NULL, Battery System (BS) Manufacturer : BYD, Battery System (BS) Model # : Battery-Box Premium HVM 16.6/16.54kWh, Number of BESS/BS in system : 2, Inverter manufacturer : Sungrow, Inverter model # : SH10RT, Smart controller/meter manufacturer : NULL, Smart controller/meter model # : NULL, Current sensor manufacturer : NULL, Current sensor model # : NULL, Other major component manufacturer : NULL, Other major component model # : NULL, Other major component manufacturer : NULL, Other major component model # : NULL, Battery Brand : BYD, SystemId : 641
Date Added : 26-Aug-20, Reference # : HBS1774, HBS designation : BYD Battery-Box Premium HVM 19.3/19.32kWh (2 off) w/ Sungrow SH10RT inverter, Inverter Capacity (Var) : 10000, Useable capacity (kWh) : 38.64, BESS manufacturer : NULL, BESS Model # : NULL, Battery System (BS) Manufacturer : BYD, Battery System (BS) Model # : Battery-Box Premium HVM 19.3/19.32kWh, Number of BESS/BS in system : 2, Inverter manufacturer : Sungrow, Inverter model # : SH10RT, Smart controller/meter manufacturer : NULL, Smart controller/meter model # : NULL, Current sensor manufacturer : NULL, Current sensor model # : NULL, Other major component manufacturer : NULL, Other major component model # : NULL, Other major component manufacturer : NULL, Other major component model # : NULL, Battery Brand : BYD, SystemId : 642
Date Added : 26-Aug-20, Reference # : HBS1775, HBS designation : BYD Battery-Box Premium HVM 22.1/22.08kWh (2 off) w/ Sungrow SH10RT inverter, Inverter Capacity (Var) : 10000, Useable capacity (kWh) : 44.16, BESS manufacturer : NULL, BESS Model # : NULL, Battery System (BS) Manufacturer : BYD, Battery System (BS) Model # : Battery-Box Premium HVM 22.1/22.08kWh, Number of BESS/BS in system : 2, Inverter manufacturer : Sungrow, Inverter model # : SH10RT, Smart controller/meter manufacturer : NULL, Smart controller/meter model # : NULL, Current sensor manufacturer : NULL, Current sensor model # : NULL, Other major component manufacturer : NULL, Other major component model # : NULL, Other major component manufacturer : NULL, Other major component model # : NULL, Battery Brand : BYD, SystemId : 643
Date Added : 11-Sep-20, Reference # : HBS1819, HBS designation : Delta BX6.3_AC100 w/ Delta DC1-100 Data Collector, Inverter Capacity (Var) : 3000, Useable capacity (kWh) : 6.3, BESS manufacturer : Delta Electronics, BESS Model # : BX6.3_AC100, Battery System (BS) Manufacturer : NULL, Battery System (BS) Model # : NULL, Number of BESS/BS in system : NULL, Inverter manufacturer : NULL, Inverter model # : NULL, Smart controller/meter manufacturer : Delta Electronics, Smart controller/meter model # : DC1-100 Data Collector, Current sensor manufacturer : NULL, Current sensor model # : NULL, Other major component manufacturer : NULL, Other major component model # : NULL, Other major component manufacturer : NULL, Other major component model # : NULL, Battery Brand : Delta Electronics, SystemId : 644
Date Added : 11-Sep-20, Reference # : HBS1820, HBS designation : Eveready Energy Vault AS1-3KS-5.1, Inverter Capacity (Var) : 3000, Useable capacity (kWh) : 4.6, BESS manufacturer : Solar Bos, BESS Model # : Energy Vault AS1-3KS-5.1, Battery System (BS) Manufacturer : NULL, Battery System (BS) Model # : NULL, Number of BESS/BS in system : NULL, Inverter manufacturer : NULL, Inverter model # : NULL, Smart controller/meter manufacturer : NULL, Smart controller/meter model # : NULL, Current sensor manufacturer : NULL, Current sensor model # : NULL, Other major component manufacturer : NULL, Other major component model # : NULL, Other major component manufacturer : NULL, Other major component model # : NULL, Battery Brand : Eveready, SystemId : 645
Date Added : 11-Sep-20, Reference # : HBS1821, HBS designation : Eveready Energy Vault AS1-3KS-10.2, Inverter Capacity (Var) : 3000, Useable capacity (kWh) : 9.2, BESS manufacturer : Solar Bos, BESS Model # : Energy Vault AS1-3KS-10.2, Battery System (BS) Manufacturer : NULL, Battery System (BS) Model # : NULL, Number of BESS/BS in system : NULL, Inverter manufacturer : NULL, Inverter model # : NULL, Smart controller/meter manufacturer : NULL, Smart controller/meter model # : NULL, Current sensor manufacturer : NULL, Current sensor model # : NULL, Other major component manufacturer : NULL, Other major component model # : NULL, Other major component manufacturer : NULL, Other major component model # : NULL, Battery Brand : Eveready, SystemId : 646
Date Added : 11-Sep-20, Reference # : HBS1822, HBS designation : Eveready Energy Vault AS1-3KS-15.3, Inverter Capacity (Var) : 3000, Useable capacity (kWh) : 13.8, BESS manufacturer : Solar Bos, BESS Model # : Energy Vault AS1-3KS-15.3, Battery System (BS) Manufacturer : NULL, Battery System (BS) Model # : NULL, Number of BESS/BS in system : NULL, Inverter manufacturer : NULL, Inverter model # : NULL, Smart controller/meter manufacturer : NULL, Smart controller/meter model # : NULL, Current sensor manufacturer : NULL, Current sensor model # : NULL, Other major component manufacturer : NULL, Other major component model # : NULL, Other major component manufacturer : NULL, Other major component model # : NULL, Battery Brand : Eveready, SystemId : 647
Date Added : 11-Sep-20, Reference # : HBS1823, HBS designation : Eveready Energy Vault AS1-3KS-20.4, Inverter Capacity (Var) : 3000, Useable capacity (kWh) : 18.4, BESS manufacturer : Solar Bos, BESS Model # : Energy Vault AS1-3KS-20.4, Battery System (BS) Manufacturer : NULL, Battery System (BS) Model # : NULL, Number of BESS/BS in system : NULL, Inverter manufacturer : NULL, Inverter model # : NULL, Smart controller/meter manufacturer : NULL, Smart controller/meter model # : NULL, Current sensor manufacturer : NULL, Current sensor model # : NULL, Other major component manufacturer : NULL, Other major component model # : NULL, Other major component manufacturer : NULL, Other major component model # : NULL, Battery Brand : Eveready, SystemId : 648
Date Added : 11-Sep-20, Reference # : HBS1824, HBS designation : Alpha-ESS Storion SMILE5 13.3 (Smile5-INV + 1xSMILE-BAT-13.3P), Inverter Capacity (Var) : 4600, Useable capacity (kWh) : 13.3, BESS manufacturer : NULL, BESS Model # : NULL, Battery System (BS) Manufacturer : Alpha-ESS, Battery System (BS) Model # : Smile-BAT-13.3P, Number of BESS/BS in system : 1, Inverter manufacturer : Alpha-ESS, Inverter model # : Smile5-INV, Smart controller/meter manufacturer : Alpha-ESS, Smart controller/meter model # : Smart Meter, Current sensor manufacturer : NULL, Current sensor model # : NULL, Other major component manufacturer : NULL, Other major component model # : NULL, Other major component manufacturer : NULL, Other major component model # : NULL, Battery Brand : Alpha-ESS, SystemId : 649
Date Added : 11-Sep-20, Reference # : HBS1826, HBS designation : Alpha-ESS Storion SMILE5 26.6 (Smile5-INV + 2xSMILE-BAT-13.3P), Inverter Capacity (Var) : 4600, Useable capacity (kWh) : 26.6, BESS manufacturer : NULL, BESS Model # : NULL, Battery System (BS) Manufacturer : Alpha-ESS, Battery System (BS) Model # : Smile-BAT-13.3P, Number of BESS/BS in system : 2, Inverter manufacturer : Alpha-ESS, Inverter model # : Smile5-INV, Smart controller/meter manufacturer : Alpha-ESS, Smart controller/meter model # : Smart Meter, Current sensor manufacturer : NULL, Current sensor model # : NULL, Other major component manufacturer : NULL, Other major component model # : NULL, Other major component manufacturer : NULL, Other major component model # : NULL, Battery Brand : Alpha-ESS, SystemId : 650
Date Added : 11-Sep-20, Reference # : HBS1827, HBS designation : Alpha-ESS Storion SMILE5 39.9 (Smile5-INV + 3xSMILE-BAT-13.3P), Inverter Capacity (Var) : 4600, Useable capacity (kWh) : 39.9, BESS manufacturer : NULL, BESS Model # : NULL, Battery System (BS) Manufacturer : Alpha-ESS, Battery System (BS) Model # : Smile-BAT-13.3P, Number of BESS/BS in system : 3, Inverter manufacturer : Alpha-ESS, Inverter model # : Smile5-INV, Smart controller/meter manufacturer : Alpha-ESS, Smart controller/meter model # : Smart Meter, Current sensor manufacturer : NULL, Current sensor model # : NULL, Other major component manufacturer : NULL, Other major component model # : NULL, Other major component manufacturer : NULL, Other major component model # : NULL, Battery Brand : Alpha-ESS, SystemId : 651
Date Added : 11-Sep-20, Reference # : HBS1825, HBS designation : GenZ GC48V-060LFP-2RU w/ Selectronic SPMC481-AU inverter, Select.live, Inverter Capacity (Var) : 5000, Useable capacity (kWh) : 7.2, BESS manufacturer : NULL, BESS Model # : NULL, Battery System (BS) Manufacturer : GenZ Energy, Battery System (BS) Model # : GC48V-060LFP-2RU, Number of BESS/BS in system : 3, Inverter manufacturer : Selectronic, Inverter model # : SPMC481-AU, Smart controller/meter manufacturer : Selectronic, Smart controller/meter model # : Select.Live, Current sensor manufacturer : NULL, Current sensor model # : NULL, Other major component manufacturer : NULL, Other major component model # : NULL, Other major component manufacturer : NULL, Other major component model # : NULL, Battery Brand : GenZ, SystemId : 652
Date Added : 09-Oct-20, Reference # : HBS1828, HBS designation : Alpha-ESS Smile-B5-BP 13.3 (GW5000S-BP inverter + 1xSMILE-BAT-13.3P), Inverter Capacity (Var) : 5000, Useable capacity (kWh) : 13.34, BESS manufacturer : NULL, BESS Model # : NULL, Battery System (BS) Manufacturer : Alpha-ESS, Battery System (BS) Model # : Smile-BAT-13.3P, Number of BESS/BS in system : 1, Inverter manufacturer : Goodwe, Inverter model # : GW5000S-BP, Smart controller/meter manufacturer : NULL, Smart controller/meter model # : NULL, Current sensor manufacturer : NULL, Current sensor model # : NULL, Other major component manufacturer : NULL, Other major component model # : NULL, Other major component manufacturer : NULL, Other major component model # : NULL, Battery Brand : Alpha-ESS, SystemId : NULL
Date Added : 09-Oct-20, Reference # : HBS1829, HBS designation : Alpha-ESS Smile-B5-BP 26.6 (GW5000S-BP inverter + 2xSMILE-BAT-13.3P), Inverter Capacity (Var) : 5000, Useable capacity (kWh) : 26.6, BESS manufacturer : NULL, BESS Model # : NULL, Battery System (BS) Manufacturer : Alpha-ESS, Battery System (BS) Model # : Smile-BAT-13.3P, Number of BESS/BS in system : 2, Inverter manufacturer : Goodwe, Inverter model # : GW5000S-BP, Smart controller/meter manufacturer : NULL, Smart controller/meter model # : NULL, Current sensor manufacturer : NULL, Current sensor model # : NULL, Other major component manufacturer : NULL, Other major component model # : NULL, Other major component manufacturer : NULL, Other major component model # : NULL, Battery Brand : Alpha-ESS, SystemId : NULL
Date Added : 09-Oct-20, Reference # : HBS1830, HBS designation : Alpha-ESS Smile-B5-BP 39.9 (GW5000S-BP inverter + 3xSMILE-BAT-13.3P), Inverter Capacity (Var) : 5000, Useable capacity (kWh) : 39.9, BESS manufacturer : NULL, BESS Model # : NULL, Battery System (BS) Manufacturer : Alpha-ESS, Battery System (BS) Model # : Smile-BAT-13.3P, Number of BESS/BS in system : 3, Inverter manufacturer : Goodwe, Inverter model # : GW5000S-BP, Smart controller/meter manufacturer : NULL, Smart controller/meter model # : NULL, Current sensor manufacturer : NULL, Current sensor model # : NULL, Other major component manufacturer : NULL, Other major component model # : NULL, Other major component manufacturer : NULL, Other major component model # : NULL, Battery Brand : Alpha-ESS, SystemId : NULL
Date Added : 09-Oct-20, Reference # : HBS1831, HBS designation : Alpha-ESS Smile-B5-ES 13.3 (GW5048D-ES inverter + 1xSMILE-BAT-13.3P), Inverter Capacity (Var) : 4950, Useable capacity (kWh) : 13.34, BESS manufacturer : NULL, BESS Model # : NULL, Battery System (BS) Manufacturer : Alpha-ESS, Battery System (BS) Model # : Smile-BAT-13.3P, Number of BESS/BS in system : 1, Inverter manufacturer : Goodwe, Inverter model # : GW5048D-ES, Smart controller/meter manufacturer : NULL, Smart controller/meter model # : NULL, Current sensor manufacturer : NULL, Current sensor model # : NULL, Other major component manufacturer : NULL, Other major component model # : NULL, Other major component manufacturer : NULL, Other major component model # : NULL, Battery Brand : Alpha-ESS, SystemId : NULL
Date Added : 09-Oct-20, Reference # : HBS1832, HBS designation : Alpha-ESS Smile-B5-ES 26.6 (GW5048D-ES inverter + 2xSMILE-BAT-13.3P), Inverter Capacity (Var) : 4950, Useable capacity (kWh) : 26.6, BESS manufacturer : NULL, BESS Model # : NULL, Battery System (BS) Manufacturer : Alpha-ESS, Battery System (BS) Model # : Smile-BAT-13.3P, Number of BESS/BS in system : 2, Inverter manufacturer : Goodwe, Inverter model # : GW5048D-ES, Smart controller/meter manufacturer : NULL, Smart controller/meter model # : NULL, Current sensor manufacturer : NULL, Current sensor model # : NULL, Other major component manufacturer : NULL, Other major component model # : NULL, Other major component manufacturer : NULL, Other major component model # : NULL, Battery Brand : Alpha-ESS, SystemId : NULL
Date Added : 09-Oct-20, Reference # : HBS1833, HBS designation : Alpha-ESS Smile-B5-ES 39.9 (GW5048D-ES inverter + 3xSMILE-BAT-13.3P), Inverter Capacity (Var) : 4950, Useable capacity (kWh) : 39.9, BESS manufacturer : NULL, BESS Model # : NULL, Battery System (BS) Manufacturer : Alpha-ESS, Battery System (BS) Model # : Smile-BAT-13.3P, Number of BESS/BS in system : 3, Inverter manufacturer : Goodwe, Inverter model # : GW5048D-ES, Smart controller/meter manufacturer : NULL, Smart controller/meter model # : NULL, Current sensor manufacturer : NULL, Current sensor model # : NULL, Other major component manufacturer : NULL, Other major component model # : NULL, Other major component manufacturer : NULL, Other major component model # : NULL, Battery Brand : Alpha-ESS, SystemId : NULL
Date Added : 09-Oct-20, Reference # : HBS1834, HBS designation : Alpha-ESS Smile-B5-EM 13.3 (GW5048-EM inverter + 1xSMILE-BAT-13.3P), Inverter Capacity (Var) : 5000, Useable capacity (kWh) : 13.34, BESS manufacturer : NULL, BESS Model # : NULL, Battery System (BS) Manufacturer : Alpha-ESS, Battery System (BS) Model # : Smile-BAT-13.3P, Number of BESS/BS in system : 1, Inverter manufacturer : Goodwe, Inverter model # : GW5048-EM, Smart controller/meter manufacturer : NULL, Smart controller/meter model # : NULL, Current sensor manufacturer : NULL, Current sensor model # : NULL, Other major component manufacturer : NULL, Other major component model # : NULL, Other major component manufacturer : NULL, Other major component model # : NULL, Battery Brand : Alpha-ESS, SystemId : NULL
Date Added : 09-Oct-20, Reference # : HBS1835, HBS designation : Alpha-ESS Smile-B5-EM 26.6 (GW5048-EM inverter + 2xSMILE-BAT-13.3P), Inverter Capacity (Var) : 5000, Useable capacity (kWh) : 26.6, BESS manufacturer : NULL, BESS Model # : NULL, Battery System (BS) Manufacturer : Alpha-ESS, Battery System (BS) Model # : Smile-BAT-13.3P, Number of BESS/BS in system : 2, Inverter manufacturer : Goodwe, Inverter model # : GW5048-EM, Smart controller/meter manufacturer : NULL, Smart controller/meter model # : NULL, Current sensor manufacturer : NULL, Current sensor model # : NULL, Other major component manufacturer : NULL, Other major component model # : NULL, Other major component manufacturer : NULL, Other major component model # : NULL, Battery Brand : Alpha-ESS, SystemId : NULL
Date Added : 09-Oct-20, Reference # : HBS1836, HBS designation : Alpha-ESS Smile-B5-EM 39.9 (GW5048-EM inverter + 3xSMILE-BAT-13.3P), Inverter Capacity (Var) : 5000, Useable capacity (kWh) : 39.9, BESS manufacturer : NULL, BESS Model # : NULL, Battery System (BS) Manufacturer : Alpha-ESS, Battery System (BS) Model # : Smile-BAT-13.3P, Number of BESS/BS in system : 3, Inverter manufacturer : Goodwe, Inverter model # : GW5048-EM, Smart controller/meter manufacturer : NULL, Smart controller/meter model # : NULL, Current sensor manufacturer : NULL, Current sensor model # : NULL, Other major component manufacturer : NULL, Other major component model # : NULL, Other major component manufacturer : NULL, Other major component model # : NULL, Battery Brand : Alpha-ESS, SystemId : NULL
Date Added : 16-Oct-20, Reference # : HBS1837, HBS designation : Soluna 15K Pack HV w/ GW5KL-ET inverter, Inverter Capacity (Var) : 5000, Useable capacity (kWh) : 12, BESS manufacturer : NULL, BESS Model # : NULL, Battery System (BS) Manufacturer : Soluna, Battery System (BS) Model # : Soluna 15K Pack HV, Number of BESS/BS in system : 1, Inverter manufacturer : Goodwe, Inverter model # : GW5KL-ET, Smart controller/meter manufacturer : NULL, Smart controller/meter model # : NULL, Current sensor manufacturer : NULL, Current sensor model # : NULL, Other major component manufacturer : NULL, Other major component model # : NULL, Other major component manufacturer : NULL, Other major component model # : NULL, Battery Brand : Soluna, SystemId : NULL
Date Added : 16-Oct-20, Reference # : HBS1838, HBS designation : Soluna 15K Pack HV w/ GW6KL-ET inverter, Inverter Capacity (Var) : 6000, Useable capacity (kWh) : 12, BESS manufacturer : NULL, BESS Model # : NULL, Battery System (BS) Manufacturer : Soluna, Battery System (BS) Model # : Soluna 15K Pack HV, Number of BESS/BS in system : 1, Inverter manufacturer : Goodwe, Inverter model # : GW6KL-ET, Smart controller/meter manufacturer : NULL, Smart controller/meter model # : NULL, Current sensor manufacturer : NULL, Current sensor model # : NULL, Other major component manufacturer : NULL, Other major component model # : NULL, Other major component manufacturer : NULL, Other major component model # : NULL, Battery Brand : Soluna, SystemId : NULL
Date Added : 16-Oct-20, Reference # : HBS1839, HBS designation : Soluna 15K Pack HV w/ GW8KL-ET inverter, Inverter Capacity (Var) : 8000, Useable capacity (kWh) : 12, BESS manufacturer : NULL, BESS Model # : NULL, Battery System (BS) Manufacturer : Soluna, Battery System (BS) Model # : Soluna 15K Pack HV, Number of BESS/BS in system : 1, Inverter manufacturer : Goodwe, Inverter model # : GW8KL-ET, Smart controller/meter manufacturer : NULL, Smart controller/meter model # : NULL, Current sensor manufacturer : NULL, Current sensor model # : NULL, Other major component manufacturer : NULL, Other major component model # : NULL, Other major component manufacturer : NULL, Other major component model # : NULL, Battery Brand : Soluna, SystemId : NULL
Date Added : 16-Oct-20, Reference # : HBS1840, HBS designation : Soluna 15K Pack HV w/ GW10KL-ET inverter, Inverter Capacity (Var) : 10000, Useable capacity (kWh) : 12, BESS manufacturer : NULL, BESS Model # : NULL, Battery System (BS) Manufacturer : Soluna, Battery System (BS) Model # : Soluna 15K Pack HV, Number of BESS/BS in system : 1, Inverter manufacturer : Goodwe, Inverter model # : GW10KL-ET, Smart controller/meter manufacturer : NULL, Smart controller/meter model # : NULL, Current sensor manufacturer : NULL, Current sensor model # : NULL, Other major component manufacturer : NULL, Other major component model # : NULL, Other major component manufacturer : NULL, Other major component model # : NULL, Battery Brand : Soluna, SystemId : NULL
Date Added : 19-Oct-20, Reference # : HBS1841, HBS designation : LG Chem RESU13 w/ Sungrow SH5K-30 inverter, Inverter Capacity (Var) : 4990, Useable capacity (kWh) : 12.4, BESS manufacturer : NULL, BESS Model # : NULL, Battery System (BS) Manufacturer : LGChem, Battery System (BS) Model # : RESU13, Number of BESS/BS in system : 1, Inverter manufacturer : Sungrow, Inverter model # : SH5K-30, Smart controller/meter manufacturer : NULL, Smart controller/meter model # : NULL, Current sensor manufacturer : NULL, Current sensor model # : NULL, Other major component manufacturer : NULL, Other major component model # : NULL, Other major component manufacturer : NULL, Other major component model # : NULL, Battery Brand : LGChem, SystemId : NULL
Date Added : 19-Oct-20, Reference # : HBS1842, HBS designation : LG Chem RESU10H w/ Sungrow SH10RT, Inverter Capacity (Var) : 10000, Useable capacity (kWh) : 9.3, BESS manufacturer : NULL, BESS Model # : NULL, Battery System (BS) Manufacturer : LGChem, Battery System (BS) Model # : RESU10H, Number of BESS/BS in system : 1, Inverter manufacturer : Sungrow, Inverter model # : SH10RT, Smart controller/meter manufacturer : NULL, Smart controller/meter model # : NULL, Current sensor manufacturer : NULL, Current sensor model # : NULL, Other major component manufacturer : NULL, Other major component model # : NULL, Other major component manufacturer : NULL, Other major component model # : NULL, Battery Brand : LGChem, SystemId : NULL
Date Added : 02-Nov-20, Reference # : HBS1776, HBS designation : Pylontech US2000 (2 off) w/ Growatt SPH5000 inverter, Shinelink, Eastron SDM-230 meter, Inverter Capacity (Var) : 4999, Useable capacity (kWh) : 4.4, BESS manufacturer : NULL, BESS Model # : NULL, Battery System (BS) Manufacturer : Pylontech, Battery System (BS) Model # : US2000, Number of BESS/BS in system : 2, Inverter manufacturer : Shenzhen Growatt New Energy Technology Co Ltd, Inverter model # : Growatt SPH5000 inverter, Smart controller/meter manufacturer : Eastron, Smart controller/meter model # : SDM-230, Current sensor manufacturer : LEM, Current sensor model # : TOP 90-S10/SP4, Other major component manufacturer : Growatt, Other major component model # : Battery box, Other major component manufacturer : Growatt, Other major component model # : Shinelink, Battery Brand : Pylontech, SystemId : NULL
Date Added : 02-Nov-20, Reference # : HBS1777, HBS designation : Growatt GBLI 6531 (2 off) w/ Growatt SPH5000 inverter, Shinelink, Eastron SDM-230 meter, Inverter Capacity (Var) : 4999, Useable capacity (kWh) : 12, BESS manufacturer : NULL, BESS Model # : NULL, Battery System (BS) Manufacturer : Growatt, Battery System (BS) Model # : GBLI 6531, Number of BESS/BS in system : 2, Inverter manufacturer : Shenzhen Growatt New Energy Technology Co Ltd, Inverter model # : Growatt SPH5000 inverter, Smart controller/meter manufacturer : Eastron, Smart controller/meter model # : SDM-230, Current sensor manufacturer : LEM, Current sensor model # : TOP 90-S10/SP4, Other major component manufacturer : NULL, Other major component model # : NULL, Other major component manufacturer : Shenzhen Growatt New Energy Technology Co Ltd, Other major component model # : Shinelink, Battery Brand : Growatt, SystemId : NULL
Date Added : 02-Nov-20, Reference # : HBS1778, HBS designation : Growatt GBLI 6531 (2 off) w/ Growatt SPA 3000TL BL inverter, Shinelink, Eastron SDM-230 meter, Inverter Capacity (Var) : 3000, Useable capacity (kWh) : 12, BESS manufacturer : NULL, BESS Model # : NULL, Battery System (BS) Manufacturer : Growatt, Battery System (BS) Model # : GBLI 6531, Number of BESS/BS in system : 2, Inverter manufacturer : Shenzhen Growatt New Energy Technology Co Ltd, Inverter model # : Growatt SPA 3000TL BL inverter, Smart controller/meter manufacturer : Eastron, Smart controller/meter model # : SDM-230, Current sensor manufacturer : LEM, Current sensor model # : TOP 90-S10/SP4, Other major component manufacturer : NULL, Other major component model # : NULL, Other major component manufacturer : Shenzhen Growatt New Energy Technology Co Ltd, Other major component model # : Shinelink, Battery Brand : Growatt, SystemId : NULL
Date Added : 02-Nov-20, Reference # : HBS1779, HBS designation : Growatt GBLI 6531 (1 off) w/ Growatt SPH5000 inverter, Shinelink, Eastron SDM-230 meter, Inverter Capacity (Var) : 4999, Useable capacity (kWh) : 6, BESS manufacturer : NULL, BESS Model # : NULL, Battery System (BS) Manufacturer : Growatt, Battery System (BS) Model # : GBLI 6531, Number of BESS/BS in system : 1, Inverter manufacturer : Shenzhen Growatt New Energy Technology Co Ltd, Inverter model # : Growatt SPH5000 inverter, Smart controller/meter manufacturer : Eastron, Smart controller/meter model # : SDM-230, Current sensor manufacturer : LEM, Current sensor model # : TOP 90-S10/SP4, Other major component manufacturer : NULL, Other major component model # : NULL, Other major component manufacturer : Shenzhen Growatt New Energy Technology Co Ltd, Other major component model # : Shinelink, Battery Brand : Growatt, SystemId : NULL
Date Added : 02-Nov-20, Reference # : HBS1780, HBS designation : Growatt GBLI 6531 (1 off) w/ Growatt SPA 3000TL BL inverter, Shinelink, Eastron SDM-230 meter, Inverter Capacity (Var) : 3000, Useable capacity (kWh) : 6, BESS manufacturer : NULL, BESS Model # : NULL, Battery System (BS) Manufacturer : Growatt, Battery System (BS) Model # : GBLI 6531, Number of BESS/BS in system : 1, Inverter manufacturer : Shenzhen Growatt New Energy Technology Co Ltd, Inverter model # : Growatt SPA 3000TL BL inverter, Smart controller/meter manufacturer : Eastron, Smart controller/meter model # : SDM-230, Current sensor manufacturer : LEM, Current sensor model # : TOP 90-S10/SP4, Other major component manufacturer : NULL, Other major component model # : NULL, Other major component manufacturer : Shenzhen Growatt New Energy Technology Co Ltd, Other major component model # : Shinelink, Battery Brand : Growatt, SystemId : NULL
Date Added : 02-Nov-20, Reference # : HBS1781, HBS designation : Growatt GBLI 6531 (2 off) w/ Growatt SPH6000 inverter, Shinelink, Eastron SDM-230 meter, Inverter Capacity (Var) : 6000, Useable capacity (kWh) : 12, BESS manufacturer : NULL, BESS Model # : NULL, Battery System (BS) Manufacturer : Growatt, Battery System (BS) Model # : GBLI 6531, Number of BESS/BS in system : 2, Inverter manufacturer : Shenzhen Growatt New Energy Technology Co Ltd, Inverter model # : Growatt SPH6000 inverter, Smart controller/meter manufacturer : Eastron, Smart controller/meter model # : SDM-230, Current sensor manufacturer : LEM, Current sensor model # : TOP 90-S10/SP4, Other major component manufacturer : NULL, Other major component model # : NULL, Other major component manufacturer : Shenzhen Growatt New Energy Technology Co Ltd, Other major component model # : Shinelink, Battery Brand : Growatt, SystemId : NULL
Date Added : 02-Nov-20, Reference # : HBS1782, HBS designation : Growatt GBLI 6531 (1 off) w/ Growatt SPH6000 inverter, Shinelink, Eastron SDM-230 meter, Inverter Capacity (Var) : 6000, Useable capacity (kWh) : 6, BESS manufacturer : NULL, BESS Model # : NULL, Battery System (BS) Manufacturer : Growatt, Battery System (BS) Model # : GBLI 6531, Number of BESS/BS in system : 1, Inverter manufacturer : Shenzhen Growatt New Energy Technology Co Ltd, Inverter model # : Growatt SPH6000 inverter, Smart controller/meter manufacturer : Eastron, Smart controller/meter model # : SDM-230, Current sensor manufacturer : LEM, Current sensor model # : TOP 90-S10/SP4, Other major component manufacturer : NULL, Other major component model # : NULL, Other major component manufacturer : Shenzhen Growatt New Energy Technology Co Ltd, Other major component model # : Shinelink, Battery Brand : Growatt, SystemId : NULL
Date Added : 02-Nov-20, Reference # : HBS1783, HBS designation : Growatt GBLI 6531 (1 off) w/ Growatt SPH5000 inverter, Shinelink, Eastron SDM-630 meter, Inverter Capacity (Var) : 4999, Useable capacity (kWh) : 6, BESS manufacturer : NULL, BESS Model # : NULL, Battery System (BS) Manufacturer : Growatt, Battery System (BS) Model # : GBLI 6531, Number of BESS/BS in system : 1, Inverter manufacturer : Shenzhen Growatt New Energy Technology Co Ltd, Inverter model # : Growatt SPH5000 inverter, Smart controller/meter manufacturer : Eastron, Smart controller/meter model # : SDM-630, Current sensor manufacturer : LEM, Current sensor model # : TOP 90-S10/SP4, Other major component manufacturer : NULL, Other major component model # : NULL, Other major component manufacturer : Shenzhen Growatt New Energy Technology Co Ltd, Other major component model # : Shinelink, Battery Brand : Growatt, SystemId : NULL
Date Added : 02-Nov-20, Reference # : HBS1784, HBS designation : Growatt GBLI 6531 (2 off) w/ Growatt SPH5000 inverter, Shinelink, Eastron SDM-630 meter, Inverter Capacity (Var) : 4999, Useable capacity (kWh) : 12, BESS manufacturer : NULL, BESS Model # : NULL, Battery System (BS) Manufacturer : Growatt, Battery System (BS) Model # : GBLI 6531, Number of BESS/BS in system : 2, Inverter manufacturer : Shenzhen Growatt New Energy Technology Co Ltd, Inverter model # : Growatt SPH5000 inverter, Smart controller/meter manufacturer : Eastron, Smart controller/meter model # : SDM-630, Current sensor manufacturer : LEM, Current sensor model # : TOP 90-S10/SP4, Other major component manufacturer : NULL, Other major component model # : NULL, Other major component manufacturer : Shenzhen Growatt New Energy Technology Co Ltd, Other major component model # : Shinelink, Battery Brand : Growatt, SystemId : NULL
Date Added : 02-Nov-20, Reference # : HBS1785, HBS designation : Growatt GBLI 6531 (1 off) w/ Growatt SPH6000 inverter, Shinelink, Eastron SDM-630 meter, Inverter Capacity (Var) : 6000, Useable capacity (kWh) : 6, BESS manufacturer : NULL, BESS Model # : NULL, Battery System (BS) Manufacturer : Growatt, Battery System (BS) Model # : GBLI 6531, Number of BESS/BS in system : 1, Inverter manufacturer : Shenzhen Growatt New Energy Technology Co Ltd, Inverter model # : Growatt SPH6000 inverter, Smart controller/meter manufacturer : Eastron, Smart controller/meter model # : SDM-630, Current sensor manufacturer : LEM, Current sensor model # : TOP 90-S10/SP4, Other major component manufacturer : NULL, Other major component model # : NULL, Other major component manufacturer : Shenzhen Growatt New Energy Technology Co Ltd, Other major component model # : Shinelink, Battery Brand : Growatt, SystemId : NULL
Date Added : 02-Nov-20, Reference # : HBS1786, HBS designation : Growatt GBLI 6531 (2 off) w/ Growatt SPH6000 inverter, Shinelink, Eastron SDM-630 meter, Inverter Capacity (Var) : 6000, Useable capacity (kWh) : 12, BESS manufacturer : NULL, BESS Model # : NULL, Battery System (BS) Manufacturer : Growatt, Battery System (BS) Model # : GBLI 6531, Number of BESS/BS in system : 2, Inverter manufacturer : Shenzhen Growatt New Energy Technology Co Ltd, Inverter model # : Growatt SPH6000 inverter, Smart controller/meter manufacturer : Eastron, Smart controller/meter model # : SDM-630, Current sensor manufacturer : LEM, Current sensor model # : TOP 90-S10/SP4, Other major component manufacturer : NULL, Other major component model # : NULL, Other major component manufacturer : Shenzhen Growatt New Energy Technology Co Ltd, Other major component model # : Shinelink, Battery Brand : Growatt, SystemId : NULL
Date Added : 02-Nov-20, Reference # : HBS1787, HBS designation : Growatt GBLI 6531 (1 off) w/ Growatt SPA 3000TL BL inverter, Shinelink, Eastron SDM-630 meter, Inverter Capacity (Var) : 3000, Useable capacity (kWh) : 6, BESS manufacturer : NULL, BESS Model # : NULL, Battery System (BS) Manufacturer : Growatt, Battery System (BS) Model # : GBLI 6531, Number of BESS/BS in system : 1, Inverter manufacturer : Shenzhen Growatt New Energy Technology Co Ltd, Inverter model # : Growatt SPA 3000TL BL inverter, Smart controller/meter manufacturer : Eastron, Smart controller/meter model # : SDM-630, Current sensor manufacturer : LEM, Current sensor model # : TOP 90-S10/SP4, Other major component manufacturer : NULL, Other major component model # : NULL, Other major component manufacturer : Shenzhen Growatt New Energy Technology Co Ltd, Other major component model # : Shinelink, Battery Brand : Growatt, SystemId : NULL
Date Added : 02-Nov-20, Reference # : HBS1788, HBS designation : Growatt GBLI 6531 (2 off) w/ Growatt SPA 3000TL BL inverter, Shinelink, Eastron SDM-630 meter, Inverter Capacity (Var) : 3000, Useable capacity (kWh) : 12, BESS manufacturer : NULL, BESS Model # : NULL, Battery System (BS) Manufacturer : Growatt, Battery System (BS) Model # : GBLI 6531, Number of BESS/BS in system : 2, Inverter manufacturer : Shenzhen Growatt New Energy Technology Co Ltd, Inverter model # : Growatt SPA 3000TL BL inverter, Smart controller/meter manufacturer : Eastron, Smart controller/meter model # : SDM-630, Current sensor manufacturer : LEM, Current sensor model # : TOP 90-S10/SP4, Other major component manufacturer : NULL, Other major component model # : NULL, Other major component manufacturer : Shenzhen Growatt New Energy Technology Co Ltd, Other major component model # : Shinelink, Battery Brand : Growatt, SystemId : NULL
Date Added : 02-Nov-20, Reference # : HBS1789, HBS designation : Growatt GBLI 6531 (1 off) w/ Growatt SPA 3000TL BL inverter, Shinelink, Chint DTSU666 meter, Inverter Capacity (Var) : 3000, Useable capacity (kWh) : 6, BESS manufacturer : NULL, BESS Model # : NULL, Battery System (BS) Manufacturer : Growatt, Battery System (BS) Model # : GBLI 6531, Number of BESS/BS in system : 1, Inverter manufacturer : Shenzhen Growatt New Energy Technology Co Ltd, Inverter model # : Growatt SPA 3000TL BL inverter, Smart controller/meter manufacturer : Chint, Smart controller/meter model # : DTSU666, Current sensor manufacturer : LEM, Current sensor model # : TOP 90-S10/SP4, Other major component manufacturer : NULL, Other major component model # : NULL, Other major component manufacturer : Shenzhen Growatt New Energy Technology Co Ltd, Other major component model # : Shinelink, Battery Brand : Growatt, SystemId : NULL
Date Added : 02-Nov-20, Reference # : HBS1790, HBS designation : Growatt GBLI 6531 (2 off) w/ Growatt SPA 3000TL BL inverter, Shinelink, Chint DTSU666 meter, Inverter Capacity (Var) : 3000, Useable capacity (kWh) : 12, BESS manufacturer : NULL, BESS Model # : NULL, Battery System (BS) Manufacturer : Growatt, Battery System (BS) Model # : GBLI 6531, Number of BESS/BS in system : 2, Inverter manufacturer : Shenzhen Growatt New Energy Technology Co Ltd, Inverter model # : Growatt SPA 3000TL BL inverter, Smart controller/meter manufacturer : Chint, Smart controller/meter model # : DTSU666, Current sensor manufacturer : LEM, Current sensor model # : TOP 90-S10/SP4, Other major component manufacturer : NULL, Other major component model # : NULL, Other major component manufacturer : Shenzhen Growatt New Energy Technology Co Ltd, Other major component model # : Shinelink, Battery Brand : Growatt, SystemId : NULL
Date Added : 02-Nov-20, Reference # : HBS1791, HBS designation : Growatt GBLI 6531 (1 off) w/ Growatt SPH5000 inverter, Shinelink, Chint DTSU666 meter, Inverter Capacity (Var) : 4999, Useable capacity (kWh) : 6, BESS manufacturer : NULL, BESS Model # : NULL, Battery System (BS) Manufacturer : Growatt, Battery System (BS) Model # : GBLI 6531, Number of BESS/BS in system : 1, Inverter manufacturer : Shenzhen Growatt New Energy Technology Co Ltd, Inverter model # : Growatt SPH5000 inverter, Smart controller/meter manufacturer : Chint, Smart controller/meter model # : DTSU666, Current sensor manufacturer : LEM, Current sensor model # : TOP 90-S10/SP4, Other major component manufacturer : NULL, Other major component model # : NULL, Other major component manufacturer : Shenzhen Growatt New Energy Technology Co Ltd, Other major component model # : Shinelink, Battery Brand : Growatt, SystemId : NULL
Date Added : 02-Nov-20, Reference # : HBS1792, HBS designation : Growatt GBLI 6531 (2 off) w/ Growatt SPH5000 inverter, Shinelink, Chint DTSU666 meter, Inverter Capacity (Var) : 4999, Useable capacity (kWh) : 12, BESS manufacturer : NULL, BESS Model # : NULL, Battery System (BS) Manufacturer : Growatt, Battery System (BS) Model # : GBLI 6531, Number of BESS/BS in system : 2, Inverter manufacturer : Shenzhen Growatt New Energy Technology Co Ltd, Inverter model # : Growatt SPH5000 inverter, Smart controller/meter manufacturer : Chint, Smart controller/meter model # : DTSU666, Current sensor manufacturer : LEM, Current sensor model # : TOP 90-S10/SP4, Other major component manufacturer : NULL, Other major component model # : NULL, Other major component manufacturer : Shenzhen Growatt New Energy Technology Co Ltd, Other major component model # : Shinelink, Battery Brand : Growatt, SystemId : NULL
Date Added : 02-Nov-20, Reference # : HBS1793, HBS designation : Growatt GBLI 6531 (1 off) w/ Growatt SPH6000 inverter, Shinelink, Chint DTSU666 meter, Inverter Capacity (Var) : 6000, Useable capacity (kWh) : 6, BESS manufacturer : NULL, BESS Model # : NULL, Battery System (BS) Manufacturer : Growatt, Battery System (BS) Model # : GBLI 6531, Number of BESS/BS in system : 1, Inverter manufacturer : Shenzhen Growatt New Energy Technology Co Ltd, Inverter model # : Growatt SPH6000 inverter, Smart controller/meter manufacturer : Chint, Smart controller/meter model # : DTSU666, Current sensor manufacturer : LEM, Current sensor model # : TOP 90-S10/SP4, Other major component manufacturer : NULL, Other major component model # : NULL, Other major component manufacturer : Shenzhen Growatt New Energy Technology Co Ltd, Other major component model # : Shinelink, Battery Brand : Growatt, SystemId : NULL
Date Added : 02-Nov-20, Reference # : HBS1794, HBS designation : Growatt GBLI 6531 (2 off) w/ Growatt SPH6000 inverter, Shinelink, Chint DTSU666 meter, Inverter Capacity (Var) : 6000, Useable capacity (kWh) : 12, BESS manufacturer : NULL, BESS Model # : NULL, Battery System (BS) Manufacturer : Growatt, Battery System (BS) Model # : GBLI 6531, Number of BESS/BS in system : 2, Inverter manufacturer : Shenzhen Growatt New Energy Technology Co Ltd, Inverter model # : Growatt SPH6000 inverter, Smart controller/meter manufacturer : Chint, Smart controller/meter model # : DTSU666, Current sensor manufacturer : LEM, Current sensor model # : TOP 90-S10/SP4, Other major component manufacturer : NULL, Other major component model # : NULL, Other major component manufacturer : Shenzhen Growatt New Energy Technology Co Ltd, Other major component model # : Shinelink, Battery Brand : Growatt, SystemId : NULL
Date Added : 02-Nov-20, Reference # : HBS1795, HBS designation : Growatt GBLI 6531 (2 off) w/ Growatt SPH5000 inverter, Shinelink, Eastron SDM-120 CT-MV meter, Inverter Capacity (Var) : 4999, Useable capacity (kWh) : 12, BESS manufacturer : NULL, BESS Model # : NULL, Battery System (BS) Manufacturer : Growatt, Battery System (BS) Model # : GBLI 6531, Number of BESS/BS in system : 2, Inverter manufacturer : Shenzhen Growatt New Energy Technology Co Ltd, Inverter model # : Growatt SPH5000 inverter, Smart controller/meter manufacturer : Eastron, Smart controller/meter model # : SDM-120 CT-MV, Current sensor manufacturer : LEM, Current sensor model # : TOP 90-S10/SP4, Other major component manufacturer : NULL, Other major component model # : NULL, Other major component manufacturer : Shenzhen Growatt New Energy Technology Co Ltd, Other major component model # : Shinelink, Battery Brand : Growatt, SystemId : NULL
Date Added : 02-Nov-20, Reference # : HBS1796, HBS designation : Growatt GBLI 6531 (2 off) w/ Growatt SPA 3000TL BL inverter, Shinelink, Eastron SDM-120 CT-MV meter, Inverter Capacity (Var) : 3000, Useable capacity (kWh) : 12, BESS manufacturer : NULL, BESS Model # : NULL, Battery System (BS) Manufacturer : Growatt, Battery System (BS) Model # : GBLI 6531, Number of BESS/BS in system : 2, Inverter manufacturer : Shenzhen Growatt New Energy Technology Co Ltd, Inverter model # : Growatt SPA 3000TL BL inverter, Smart controller/meter manufacturer : Eastron, Smart controller/meter model # : SDM-120 CT-MV, Current sensor manufacturer : LEM, Current sensor model # : TOP 90-S10/SP4, Other major component manufacturer : NULL, Other major component model # : NULL, Other major component manufacturer : Shenzhen Growatt New Energy Technology Co Ltd, Other major component model # : Shinelink, Battery Brand : Growatt, SystemId : NULL
Date Added : 02-Nov-20, Reference # : HBS1797, HBS designation : Growatt GBLI 6531 (1 off) w/ Growatt SPH5000 inverter, Shinelink, Eastron SDM-120 CT-MV meter, Inverter Capacity (Var) : 4999, Useable capacity (kWh) : 6, BESS manufacturer : NULL, BESS Model # : NULL, Battery System (BS) Manufacturer : Growatt, Battery System (BS) Model # : GBLI 6531, Number of BESS/BS in system : 1, Inverter manufacturer : Shenzhen Growatt New Energy Technology Co Ltd, Inverter model # : Growatt SPH5000 inverter, Smart controller/meter manufacturer : Eastron, Smart controller/meter model # : SDM-120 CT-MV, Current sensor manufacturer : LEM, Current sensor model # : TOP 90-S10/SP4, Other major component manufacturer : NULL, Other major component model # : NULL, Other major component manufacturer : Shenzhen Growatt New Energy Technology Co Ltd, Other major component model # : Shinelink, Battery Brand : Growatt, SystemId : NULL
Date Added : 02-Nov-20, Reference # : HBS1798, HBS designation : Growatt GBLI 6531 (1 off) w/ Growatt SPA 3000TL BL inverter, Shinelink, Eastron SDM-120 CT-MV meter, Inverter Capacity (Var) : 3000, Useable capacity (kWh) : 6, BESS manufacturer : NULL, BESS Model # : NULL, Battery System (BS) Manufacturer : Growatt, Battery System (BS) Model # : GBLI 6531, Number of BESS/BS in system : 1, Inverter manufacturer : Shenzhen Growatt New Energy Technology Co Ltd, Inverter model # : Growatt SPA 3000TL BL inverter, Smart controller/meter manufacturer : Eastron, Smart controller/meter model # : SDM-120 CT-MV, Current sensor manufacturer : LEM, Current sensor model # : TOP 90-S10/SP4, Other major component manufacturer : NULL, Other major component model # : NULL, Other major component manufacturer : Shenzhen Growatt New Energy Technology Co Ltd, Other major component model # : Shinelink, Battery Brand : Growatt, SystemId : NULL
Date Added : 02-Nov-20, Reference # : HBS1799, HBS designation : Growatt GBLI 6531 (2 off) w/ Growatt SPH6000 inverter, Shinelink, Eastron SDM-120 CT-MV meter, Inverter Capacity (Var) : 6000, Useable capacity (kWh) : 12, BESS manufacturer : NULL, BESS Model # : NULL, Battery System (BS) Manufacturer : Growatt, Battery System (BS) Model # : GBLI 6531, Number of BESS/BS in system : 2, Inverter manufacturer : Shenzhen Growatt New Energy Technology Co Ltd, Inverter model # : Growatt SPH6000 inverter, Smart controller/meter manufacturer : Eastron, Smart controller/meter model # : SDM-120 CT-MV, Current sensor manufacturer : LEM, Current sensor model # : TOP 90-S10/SP4, Other major component manufacturer : NULL, Other major component model # : NULL, Other major component manufacturer : Shenzhen Growatt New Energy Technology Co Ltd, Other major component model # : Shinelink, Battery Brand : Growatt, SystemId : NULL
Date Added : 02-Nov-20, Reference # : HBS1800, HBS designation : Growatt GBLI 6531 (1 off) w/ Growatt SPH6000 inverter, Shinelink, Eastron SDM-120 CT-MV meter, Inverter Capacity (Var) : 6000, Useable capacity (kWh) : 6, BESS manufacturer : NULL, BESS Model # : NULL, Battery System (BS) Manufacturer : Growatt, Battery System (BS) Model # : GBLI 6531, Number of BESS/BS in system : 1, Inverter manufacturer : Shenzhen Growatt New Energy Technology Co Ltd, Inverter model # : Growatt SPH6000 inverter, Smart controller/meter manufacturer : Eastron, Smart controller/meter model # : SDM-120 CT-MV, Current sensor manufacturer : LEM, Current sensor model # : TOP 90-S10/SP4, Other major component manufacturer : NULL, Other major component model # : NULL, Other major component manufacturer : Shenzhen Growatt New Energy Technology Co Ltd, Other major component model # : Shinelink, Battery Brand : Growatt, SystemId : NULL
Date Added : 02-Nov-20, Reference # : HBS1801, HBS designation : Growatt GBLI 6531 (1 off) w/ Growatt SPH5000 inverter, Shinelink, Eastron SDM-630 MV CT meter, Inverter Capacity (Var) : 4999, Useable capacity (kWh) : 6, BESS manufacturer : NULL, BESS Model # : NULL, Battery System (BS) Manufacturer : Growatt, Battery System (BS) Model # : GBLI 6531, Number of BESS/BS in system : 1, Inverter manufacturer : Shenzhen Growatt New Energy Technology Co Ltd, Inverter model # : Growatt SPH5000 inverter, Smart controller/meter manufacturer : Eastron, Smart controller/meter model # : SDM-630 MV CT, Current sensor manufacturer : LEM, Current sensor model # : TOP 90-S10/SP4, Other major component manufacturer : NULL, Other major component model # : NULL, Other major component manufacturer : Shenzhen Growatt New Energy Technology Co Ltd, Other major component model # : Shinelink, Battery Brand : Growatt, SystemId : NULL
Date Added : 02-Nov-20, Reference # : HBS1802, HBS designation : Growatt GBLI 6531 (2 off) w/ Growatt SPH5000 inverter, Shinelink, Eastron SDM-630 MV CT meter, Inverter Capacity (Var) : 4999, Useable capacity (kWh) : 12, BESS manufacturer : NULL, BESS Model # : NULL, Battery System (BS) Manufacturer : Growatt, Battery System (BS) Model # : GBLI 6531, Number of BESS/BS in system : 2, Inverter manufacturer : Shenzhen Growatt New Energy Technology Co Ltd, Inverter model # : Growatt SPH5000 inverter, Smart controller/meter manufacturer : Eastron, Smart controller/meter model # : SDM-630 MV CT, Current sensor manufacturer : LEM, Current sensor model # : TOP 90-S10/SP4, Other major component manufacturer : NULL, Other major component model # : NULL, Other major component manufacturer : Shenzhen Growatt New Energy Technology Co Ltd, Other major component model # : Shinelink, Battery Brand : Growatt, SystemId : NULL
Date Added : 02-Nov-20, Reference # : HBS1803, HBS designation : Growatt GBLI 6531 (1 off) w/ Growatt SPH6000 inverter, Shinelink, Eastron SDM-630 MV CT meter, Inverter Capacity (Var) : 6000, Useable capacity (kWh) : 6, BESS manufacturer : NULL, BESS Model # : NULL, Battery System (BS) Manufacturer : Growatt, Battery System (BS) Model # : GBLI 6531, Number of BESS/BS in system : 1, Inverter manufacturer : Shenzhen Growatt New Energy Technology Co Ltd, Inverter model # : Growatt SPH6000 inverter, Smart controller/meter manufacturer : Eastron, Smart controller/meter model # : SDM-630 MV CT, Current sensor manufacturer : LEM, Current sensor model # : TOP 90-S10/SP4, Other major component manufacturer : NULL, Other major component model # : NULL, Other major component manufacturer : Shenzhen Growatt New Energy Technology Co Ltd, Other major component model # : Shinelink, Battery Brand : Growatt, SystemId : NULL
Date Added : 02-Nov-20, Reference # : HBS1804, HBS designation : Growatt GBLI 6531 (2 off) w/ Growatt SPH6000 inverter, Shinelink, Eastron SDM-630 MV CT meter, Inverter Capacity (Var) : 6000, Useable capacity (kWh) : 12, BESS manufacturer : NULL, BESS Model # : NULL, Battery System (BS) Manufacturer : Growatt, Battery System (BS) Model # : GBLI 6531, Number of BESS/BS in system : 2, Inverter manufacturer : Shenzhen Growatt New Energy Technology Co Ltd, Inverter model # : Growatt SPH6000 inverter, Smart controller/meter manufacturer : Eastron, Smart controller/meter model # : SDM-630 MV CT, Current sensor manufacturer : LEM, Current sensor model # : TOP 90-S10/SP4, Other major component manufacturer : NULL, Other major component model # : NULL, Other major component manufacturer : Shenzhen Growatt New Energy Technology Co Ltd, Other major component model # : Shinelink, Battery Brand : Growatt, SystemId : NULL
Date Added : 02-Nov-20, Reference # : HBS1805, HBS designation : Growatt GBLI 6531 (1 off) w/ Growatt SPA 3000TL BL inverter, Shinelink, Eastron SDM-630 MV CT meter, Inverter Capacity (Var) : 3000, Useable capacity (kWh) : 6, BESS manufacturer : NULL, BESS Model # : NULL, Battery System (BS) Manufacturer : Growatt, Battery System (BS) Model # : GBLI 6531, Number of BESS/BS in system : 1, Inverter manufacturer : Shenzhen Growatt New Energy Technology Co Ltd, Inverter model # : Growatt SPA 3000TL BL inverter, Smart controller/meter manufacturer : Eastron, Smart controller/meter model # : SDM-630 MV CT, Current sensor manufacturer : LEM, Current sensor model # : TOP 90-S10/SP4, Other major component manufacturer : NULL, Other major component model # : NULL, Other major component manufacturer : Shenzhen Growatt New Energy Technology Co Ltd, Other major component model # : Shinelink, Battery Brand : Growatt, SystemId : NULL
Date Added : 02-Nov-20, Reference # : HBS1806, HBS designation : Growatt GBLI 6531 (2 off) w/ Growatt SPA 3000TL BL inverter, Shinelink, Eastron SDM-630 MV CT meter, Inverter Capacity (Var) : 3000, Useable capacity (kWh) : 12, BESS manufacturer : NULL, BESS Model # : NULL, Battery System (BS) Manufacturer : Growatt, Battery System (BS) Model # : GBLI 6531, Number of BESS/BS in system : 2, Inverter manufacturer : Shenzhen Growatt New Energy Technology Co Ltd, Inverter model # : Growatt SPA 3000TL BL inverter, Smart controller/meter manufacturer : Eastron, Smart controller/meter model # : SDM-630 MV CT, Current sensor manufacturer : LEM, Current sensor model # : TOP 90-S10/SP4, Other major component manufacturer : NULL, Other major component model # : NULL, Other major component manufacturer : Shenzhen Growatt New Energy Technology Co Ltd, Other major component model # : Shinelink, Battery Brand : Growatt, SystemId : NULL
Date Added : 02-Nov-20, Reference # : HBS1807, HBS designation : Growatt GBLI 6531 (2 off) w/ Growatt SPH5000 inverter, Shinelink, Eastron SDM-120 CT-40mA meter, Inverter Capacity (Var) : 4999, Useable capacity (kWh) : 12, BESS manufacturer : NULL, BESS Model # : NULL, Battery System (BS) Manufacturer : Growatt, Battery System (BS) Model # : GBLI 6531, Number of BESS/BS in system : 2, Inverter manufacturer : Shenzhen Growatt New Energy Technology Co Ltd, Inverter model # : Growatt SPH5000 inverter, Smart controller/meter manufacturer : Eastron, Smart controller/meter model # : SDM-120 CT-40mA, Current sensor manufacturer : LEM, Current sensor model # : TOP 90-S10/SP4, Other major component manufacturer : NULL, Other major component model # : NULL, Other major component manufacturer : Shenzhen Growatt New Energy Technology Co Ltd, Other major component model # : Shinelink, Battery Brand : Growatt, SystemId : NULL
Date Added : 02-Nov-20, Reference # : HBS1808, HBS designation : Growatt GBLI 6531 (2 off) w/ Growatt SPA 3000TL BL inverter, Shinelink, Eastron SDM-120 CT-40mA meter, Inverter Capacity (Var) : 3000, Useable capacity (kWh) : 12, BESS manufacturer : NULL, BESS Model # : NULL, Battery System (BS) Manufacturer : Growatt, Battery System (BS) Model # : GBLI 6531, Number of BESS/BS in system : 2, Inverter manufacturer : Shenzhen Growatt New Energy Technology Co Ltd, Inverter model # : Growatt SPA 3000TL BL inverter, Smart controller/meter manufacturer : Eastron, Smart controller/meter model # : SDM-120 CT-40mA, Current sensor manufacturer : LEM, Current sensor model # : TOP 90-S10/SP4, Other major component manufacturer : NULL, Other major component model # : NULL, Other major component manufacturer : Shenzhen Growatt New Energy Technology Co Ltd, Other major component model # : Shinelink, Battery Brand : Growatt, SystemId : NULL
Date Added : 02-Nov-20, Reference # : HBS1809, HBS designation : Growatt GBLI 6531 (1 off) w/ Growatt SPA 3000TL BL inverter, Shinelink, Eastron SDM-120 CT-40mA meter, Inverter Capacity (Var) : 3000, Useable capacity (kWh) : 6, BESS manufacturer : NULL, BESS Model # : NULL, Battery System (BS) Manufacturer : Growatt, Battery System (BS) Model # : GBLI 6531, Number of BESS/BS in system : 1, Inverter manufacturer : Shenzhen Growatt New Energy Technology Co Ltd, Inverter model # : Growatt SPA 3000TL BL inverter, Smart controller/meter manufacturer : Eastron, Smart controller/meter model # : SDM-120 CT-40mA, Current sensor manufacturer : LEM, Current sensor model # : TOP 90-S10/SP4, Other major component manufacturer : NULL, Other major component model # : NULL, Other major component manufacturer : Shenzhen Growatt New Energy Technology Co Ltd, Other major component model # : Shinelink, Battery Brand : Growatt, SystemId : NULL
Date Added : 02-Nov-20, Reference # : HBS1810, HBS designation : Growatt GBLI 6531 (1 off) w/ Growatt SPA 3000TL BL inverter, Shinelink, Eastron SDM-120 CT-40mA meter, Inverter Capacity (Var) : 3000, Useable capacity (kWh) : 6, BESS manufacturer : NULL, BESS Model # : NULL, Battery System (BS) Manufacturer : Growatt, Battery System (BS) Model # : GBLI 6531, Number of BESS/BS in system : 1, Inverter manufacturer : Shenzhen Growatt New Energy Technology Co Ltd, Inverter model # : Growatt SPA 3000TL BL inverter, Smart controller/meter manufacturer : Eastron, Smart controller/meter model # : SDM-120 CT-40mA, Current sensor manufacturer : LEM, Current sensor model # : TOP 90-S10/SP4, Other major component manufacturer : NULL, Other major component model # : NULL, Other major component manufacturer : Shenzhen Growatt New Energy Technology Co Ltd, Other major component model # : Shinelink, Battery Brand : Growatt, SystemId : NULL
Date Added : 02-Nov-20, Reference # : HBS1811, HBS designation : Growatt GBLI 6531 (2 off) w/ Growatt SPH6000 inverter, Shinelink, Eastron SDM-120 CT-40mA meter, Inverter Capacity (Var) : 6000, Useable capacity (kWh) : 12, BESS manufacturer : NULL, BESS Model # : NULL, Battery System (BS) Manufacturer : Growatt, Battery System (BS) Model # : GBLI 6531, Number of BESS/BS in system : 2, Inverter manufacturer : Shenzhen Growatt New Energy Technology Co Ltd, Inverter model # : Growatt SPH6000 inverter, Smart controller/meter manufacturer : Eastron, Smart controller/meter model # : SDM-120 CT-40mA, Current sensor manufacturer : LEM, Current sensor model # : TOP 90-S10/SP4, Other major component manufacturer : NULL, Other major component model # : NULL, Other major component manufacturer : Shenzhen Growatt New Energy Technology Co Ltd, Other major component model # : Shinelink, Battery Brand : Growatt, SystemId : NULL
Date Added : 02-Nov-20, Reference # : HBS1812, HBS designation : Growatt GBLI 6531 (1 off) w/ Growatt SPH6000 inverter, Shinelink, Eastron SDM-120 CT-40mA meter, Inverter Capacity (Var) : 6000, Useable capacity (kWh) : 6, BESS manufacturer : NULL, BESS Model # : NULL, Battery System (BS) Manufacturer : Growatt, Battery System (BS) Model # : GBLI 6531, Number of BESS/BS in system : 1, Inverter manufacturer : Shenzhen Growatt New Energy Technology Co Ltd, Inverter model # : Growatt SPH6000 inverter, Smart controller/meter manufacturer : Eastron, Smart controller/meter model # : SDM-120 CT-40mA, Current sensor manufacturer : LEM, Current sensor model # : TOP 90-S10/SP4, Other major component manufacturer : NULL, Other major component model # : NULL, Other major component manufacturer : Shenzhen Growatt New Energy Technology Co Ltd, Other major component model # : Shinelink, Battery Brand : Growatt, SystemId : NULL
Date Added : 02-Nov-20, Reference # : HBS1813, HBS designation : Growatt GBLI 6531 (1 off) w/ Growatt SPH5000 inverter, Shinelink, Eastron SDM-630 MCT-40mA meter, Inverter Capacity (Var) : 4999, Useable capacity (kWh) : 6, BESS manufacturer : NULL, BESS Model # : NULL, Battery System (BS) Manufacturer : Growatt, Battery System (BS) Model # : GBLI 6531, Number of BESS/BS in system : 1, Inverter manufacturer : Shenzhen Growatt New Energy Technology Co Ltd, Inverter model # : Growatt SPH5000 inverter, Smart controller/meter manufacturer : Eastron, Smart controller/meter model # : SDM-630 MCT-40mA, Current sensor manufacturer : LEM, Current sensor model # : TOP 90-S10/SP4, Other major component manufacturer : NULL, Other major component model # : NULL, Other major component manufacturer : Shenzhen Growatt New Energy Technology Co Ltd, Other major component model # : Shinelink, Battery Brand : Growatt, SystemId : NULL
Date Added : 02-Nov-20, Reference # : HBS1814, HBS designation : Growatt GBLI 6531 (2 off) w/ Growatt SPH5000 inverter, Shinelink, Eastron SDM-630 MCT-40mA meter, Inverter Capacity (Var) : 4999, Useable capacity (kWh) : 12, BESS manufacturer : NULL, BESS Model # : NULL, Battery System (BS) Manufacturer : Growatt, Battery System (BS) Model # : GBLI 6531, Number of BESS/BS in system : 2, Inverter manufacturer : Shenzhen Growatt New Energy Technology Co Ltd, Inverter model # : Growatt SPH5000 inverter, Smart controller/meter manufacturer : Eastron, Smart controller/meter model # : SDM-630 MCT-40mA, Current sensor manufacturer : LEM, Current sensor model # : TOP 90-S10/SP4, Other major component manufacturer : NULL, Other major component model # : NULL, Other major component manufacturer : Shenzhen Growatt New Energy Technology Co Ltd, Other major component model # : Shinelink, Battery Brand : Growatt, SystemId : NULL
Date Added : 02-Nov-20, Reference # : HBS1815, HBS designation : Growatt GBLI 6531 (1 off) w/ Growatt SPH6000 inverter, Shinelink, Eastron SDM-630 MCT-40mA meter, Inverter Capacity (Var) : 6000, Useable capacity (kWh) : 6, BESS manufacturer : NULL, BESS Model # : NULL, Battery System (BS) Manufacturer : Growatt, Battery System (BS) Model # : GBLI 6531, Number of BESS/BS in system : 1, Inverter manufacturer : Shenzhen Growatt New Energy Technology Co Ltd, Inverter model # : Growatt SPH6000 inverter, Smart controller/meter manufacturer : Eastron, Smart controller/meter model # : SDM-630 MCT-40mA, Current sensor manufacturer : LEM, Current sensor model # : TOP 90-S10/SP4, Other major component manufacturer : NULL, Other major component model # : NULL, Other major component manufacturer : Shenzhen Growatt New Energy Technology Co Ltd, Other major component model # : Shinelink, Battery Brand : Growatt, SystemId : NULL
Date Added : 02-Nov-20, Reference # : HBS1816, HBS designation : Growatt GBLI 6531 (2 off) w/ Growatt SPH6000 inverter, Shinelink, Eastron SDM-630 MCT-40mA meter, Inverter Capacity (Var) : 6000, Useable capacity (kWh) : 12, BESS manufacturer : NULL, BESS Model # : NULL, Battery System (BS) Manufacturer : Growatt, Battery System (BS) Model # : GBLI 6531, Number of BESS/BS in system : 2, Inverter manufacturer : Shenzhen Growatt New Energy Technology Co Ltd, Inverter model # : Growatt SPH6000 inverter, Smart controller/meter manufacturer : Eastron, Smart controller/meter model # : SDM-630 MCT-40mA, Current sensor manufacturer : LEM, Current sensor model # : TOP 90-S10/SP4, Other major component manufacturer : NULL, Other major component model # : NULL, Other major component manufacturer : Shenzhen Growatt New Energy Technology Co Ltd, Other major component model # : Shinelink, Battery Brand : Growatt, SystemId : NULL
Date Added : 02-Nov-20, Reference # : HBS1817, HBS designation : Growatt GBLI 6531 (1 off) w/ Growatt SPA 3000TL BL inverter, Shinelink, Eastron SDM-630 MCT-40mA meter, Inverter Capacity (Var) : 3000, Useable capacity (kWh) : 6, BESS manufacturer : NULL, BESS Model # : NULL, Battery System (BS) Manufacturer : Growatt, Battery System (BS) Model # : GBLI 6531, Number of BESS/BS in system : 1, Inverter manufacturer : Shenzhen Growatt New Energy Technology Co Ltd, Inverter model # : Growatt SPA 3000TL BL inverter, Smart controller/meter manufacturer : Eastron, Smart controller/meter model # : SDM-630 MCT-40mA, Current sensor manufacturer : LEM, Current sensor model # : TOP 90-S10/SP4, Other major component manufacturer : NULL, Other major component model # : NULL, Other major component manufacturer : Shenzhen Growatt New Energy Technology Co Ltd, Other major component model # : Shinelink, Battery Brand : Growatt, SystemId : NULL
Date Added : 02-Nov-20, Reference # : HBS1818, HBS designation : Growatt GBLI 6531 (2 off) w/ Growatt SPA 3000TL BL inverter, Shinelink, Eastron SDM-630 MCT-40mA meter, Inverter Capacity (Var) : 3000, Useable capacity (kWh) : 12, BESS manufacturer : NULL, BESS Model # : NULL, Battery System (BS) Manufacturer : Growatt, Battery System (BS) Model # : GBLI 6531, Number of BESS/BS in system : 2, Inverter manufacturer : Shenzhen Growatt New Energy Technology Co Ltd, Inverter model # : Growatt SPA 3000TL BL inverter, Smart controller/meter manufacturer : Eastron, Smart controller/meter model # : SDM-630 MCT-40mA, Current sensor manufacturer : LEM, Current sensor model # : TOP 90-S10/SP4, Other major component manufacturer : NULL, Other major component model # : NULL, Other major component manufacturer : Shenzhen Growatt New Energy Technology Co Ltd, Other major component model # : Shinelink, Battery Brand : Growatt, SystemId : NULL
Date Added : 02-Nov-20, Reference # : HBS1843, HBS designation : BYD Battery-Box Premium HVS 5.1/5.12kWh (1 off) w/ Fronius Symo GEN24 6.0 Plus inverter, SwitchDin 'smart controller', Inverter Capacity (Var) : NULL, Useable capacity (kWh) : 5.1, BESS manufacturer : NULL, BESS Model # : NULL, Battery System (BS) Manufacturer : BYD, Battery System (BS) Model # : Battery-Box Premium HVS 5.1/5.12kWh, Number of BESS/BS in system : 1, Inverter manufacturer : Fronius, Inverter model # : Symo GEN24 6.0 Plus, Smart controller/meter manufacturer : SwitchDin, Smart controller/meter model # : Droplet, Current sensor manufacturer : NULL, Current sensor model # : NULL, Other major component manufacturer : NULL, Other major component model # : NULL, Other major component manufacturer : NULL, Other major component model # : NULL, Battery Brand : BYD, SystemId : NULL
Date Added : 02-Nov-20, Reference # : HBS1844, HBS designation : BYD Battery-Box Premium HVS 7.7/7.68kWh (1 off) w/ Fronius Symo GEN24 6.0 Plus inverter, SwitchDin 'smart controller', Inverter Capacity (Var) : NULL, Useable capacity (kWh) : 7.7, BESS manufacturer : NULL, BESS Model # : NULL, Battery System (BS) Manufacturer : BYD, Battery System (BS) Model # : Battery-Box Premium HVS 7.7/7.68kWh, Number of BESS/BS in system : 1, Inverter manufacturer : Fronius, Inverter model # : Symo GEN24 6.0 Plus, Smart controller/meter manufacturer : SwitchDin, Smart controller/meter model # : Droplet, Current sensor manufacturer : NULL, Current sensor model # : NULL, Other major component manufacturer : NULL, Other major component model # : NULL, Other major component manufacturer : NULL, Other major component model # : NULL, Battery Brand : BYD, SystemId : NULL
Date Added : 02-Nov-20, Reference # : HBS1845, HBS designation : BYD Battery-Box Premium HVS 10.2/10.24kWh (1 off) w/ Fronius Symo GEN24 6.0 Plus inverter, SwitchDin 'smart controller', Inverter Capacity (Var) : NULL, Useable capacity (kWh) : 10.2, BESS manufacturer : NULL, BESS Model # : NULL, Battery System (BS) Manufacturer : BYD, Battery System (BS) Model # : Battery-Box Premium HVS 10.2/10.24kWh, Number of BESS/BS in system : 1, Inverter manufacturer : Fronius, Inverter model # : Symo GEN24 6.0 Plus, Smart controller/meter manufacturer : SwitchDin, Smart controller/meter model # : Droplet, Current sensor manufacturer : NULL, Current sensor model # : NULL, Other major component manufacturer : NULL, Other major component model # : NULL, Other major component manufacturer : NULL, Other major component model # : NULL, Battery Brand : BYD, SystemId : NULL
Date Added : 02-Nov-20, Reference # : HBS1846, HBS designation : BYD Battery-Box Premium HVS 5.1/5.12kWh (2 off) w/ Fronius Symo GEN24 6.0 Plus inverter, SwitchDin 'smart controller', Inverter Capacity (Var) : NULL, Useable capacity (kWh) : 10.2, BESS manufacturer : NULL, BESS Model # : NULL, Battery System (BS) Manufacturer : BYD, Battery System (BS) Model # : Battery-Box Premium HVS 5.1/5.12kWh, Number of BESS/BS in system : 2, Inverter manufacturer : Fronius, Inverter model # : Symo GEN24 6.0 Plus, Smart controller/meter manufacturer : SwitchDin, Smart controller/meter model # : Droplet, Current sensor manufacturer : NULL, Current sensor model # : NULL, Other major component manufacturer : NULL, Other major component model # : NULL, Other major component manufacturer : NULL, Other major component model # : NULL, Battery Brand : BYD, SystemId : NULL
Date Added : 02-Nov-20, Reference # : HBS1847, HBS designation : BYD Battery-Box Premium HVS 7.7/7.68kWh (2 off) w/ Fronius Symo GEN24 6.0 Plus inverter, SwitchDin 'smart controller', Inverter Capacity (Var) : NULL, Useable capacity (kWh) : 15.4, BESS manufacturer : NULL, BESS Model # : NULL, Battery System (BS) Manufacturer : BYD, Battery System (BS) Model # : Battery-Box Premium HVS 7.7/7.68kWh, Number of BESS/BS in system : 2, Inverter manufacturer : Fronius, Inverter model # : Symo GEN24 6.0 Plus, Smart controller/meter manufacturer : SwitchDin, Smart controller/meter model # : Droplet, Current sensor manufacturer : NULL, Current sensor model # : NULL, Other major component manufacturer : NULL, Other major component model # : NULL, Other major component manufacturer : NULL, Other major component model # : NULL, Battery Brand : BYD, SystemId : NULL
Date Added : 02-Nov-20, Reference # : HBS1848, HBS designation : BYD Battery-Box Premium HVS 10.2/10.24kWh (2 off) w/ Fronius Symo GEN24 6.0 Plus inverter, SwitchDin 'smart controller', Inverter Capacity (Var) : NULL, Useable capacity (kWh) : 20.4, BESS manufacturer : NULL, BESS Model # : NULL, Battery System (BS) Manufacturer : BYD, Battery System (BS) Model # : Battery-Box Premium HVS 10.2/10.24kWh, Number of BESS/BS in system : 2, Inverter manufacturer : Fronius, Inverter model # : Symo GEN24 6.0 Plus, Smart controller/meter manufacturer : SwitchDin, Smart controller/meter model # : Droplet, Current sensor manufacturer : NULL, Current sensor model # : NULL, Other major component manufacturer : NULL, Other major component model # : NULL, Other major component manufacturer : NULL, Other major component model # : NULL, Battery Brand : BYD, SystemId : NULL
Date Added : 02-Nov-20, Reference # : HBS1849, HBS designation : BYD Battery-Box Premium HVS 5.1/5.12kWh (3 off) w/ Fronius Symo GEN24 6.0 Plus inverter, SwitchDin 'smart controller', Inverter Capacity (Var) : NULL, Useable capacity (kWh) : 15.3, BESS manufacturer : NULL, BESS Model # : NULL, Battery System (BS) Manufacturer : BYD, Battery System (BS) Model # : Battery-Box Premium HVS 5.1/5.12kWh, Number of BESS/BS in system : 3, Inverter manufacturer : Fronius, Inverter model # : Symo GEN24 6.0 Plus, Smart controller/meter manufacturer : SwitchDin, Smart controller/meter model # : Droplet, Current sensor manufacturer : NULL, Current sensor model # : NULL, Other major component manufacturer : NULL, Other major component model # : NULL, Other major component manufacturer : NULL, Other major component model # : NULL, Battery Brand : BYD, SystemId : NULL
Date Added : 02-Nov-20, Reference # : HBS1850, HBS designation : BYD Battery-Box Premium HVS 7.7/7.68kWh (3 off) w/ Fronius Symo GEN24 6.0 Plus inverter, SwitchDin 'smart controller', Inverter Capacity (Var) : NULL, Useable capacity (kWh) : 23.1, BESS manufacturer : NULL, BESS Model # : NULL, Battery System (BS) Manufacturer : BYD, Battery System (BS) Model # : Battery-Box Premium HVS 7.7/7.68kWh, Number of BESS/BS in system : 3, Inverter manufacturer : Fronius, Inverter model # : Symo GEN24 6.0 Plus, Smart controller/meter manufacturer : SwitchDin, Smart controller/meter model # : Droplet, Current sensor manufacturer : NULL, Current sensor model # : NULL, Other major component manufacturer : NULL, Other major component model # : NULL, Other major component manufacturer : NULL, Other major component model # : NULL, Battery Brand : BYD, SystemId : NULL
Date Added : 02-Nov-20, Reference # : HBS1851, HBS designation : BYD Battery-Box Premium HVS 10.2/10.24kWh (3 off) w/ Fronius Symo GEN24 6.0 Plus inverter, SwitchDin 'smart controller', Inverter Capacity (Var) : NULL, Useable capacity (kWh) : 30.6, BESS manufacturer : NULL, BESS Model # : NULL, Battery System (BS) Manufacturer : BYD, Battery System (BS) Model # : Battery-Box Premium HVS 10.2/10.24kWh, Number of BESS/BS in system : 3, Inverter manufacturer : Fronius, Inverter model # : Symo GEN24 6.0 Plus, Smart controller/meter manufacturer : SwitchDin, Smart controller/meter model # : Droplet, Current sensor manufacturer : NULL, Current sensor model # : NULL, Other major component manufacturer : NULL, Other major component model # : NULL, Other major component manufacturer : NULL, Other major component model # : NULL, Battery Brand : BYD, SystemId : NULL
Date Added : 02-Nov-20, Reference # : HBS1852, HBS designation : BYD Battery-Box Premium HVM 11.0/11.04kWh (1 off) w/ Fronius Symo GEN24 6.0 Plus inverter, SwitchDin 'smart controller', Inverter Capacity (Var) : NULL, Useable capacity (kWh) : 11, BESS manufacturer : NULL, BESS Model # : NULL, Battery System (BS) Manufacturer : BYD, Battery System (BS) Model # : Battery-Box Premium HVM 11.0/11.04kWh, Number of BESS/BS in system : 1, Inverter manufacturer : Fronius, Inverter model # : Symo GEN24 6.0 Plus, Smart controller/meter manufacturer : SwitchDin, Smart controller/meter model # : Droplet, Current sensor manufacturer : NULL, Current sensor model # : NULL, Other major component manufacturer : NULL, Other major component model # : NULL, Other major component manufacturer : NULL, Other major component model # : NULL, Battery Brand : BYD, SystemId : NULL
Date Added : 02-Nov-20, Reference # : HBS1853, HBS designation : BYD Battery-Box Premium HVM 13.8/13.8kWh (1 off) w/ Fronius Symo GEN24 6.0 Plus inverter, SwitchDin 'smart controller', Inverter Capacity (Var) : NULL, Useable capacity (kWh) : 13.8, BESS manufacturer : NULL, BESS Model # : NULL, Battery System (BS) Manufacturer : BYD, Battery System (BS) Model # : Battery-Box Premium HVM 13.8/13.8kWh, Number of BESS/BS in system : 1, Inverter manufacturer : Fronius, Inverter model # : Symo GEN24 6.0 Plus, Smart controller/meter manufacturer : SwitchDin, Smart controller/meter model # : Droplet, Current sensor manufacturer : NULL, Current sensor model # : NULL, Other major component manufacturer : NULL, Other major component model # : NULL, Other major component manufacturer : NULL, Other major component model # : NULL, Battery Brand : BYD, SystemId : NULL
Date Added : 02-Nov-20, Reference # : HBS1854, HBS designation : BYD Battery-Box Premium HVM 16.6/16.54kWh (1 off) w/ Fronius Symo GEN24 6.0 Plus inverter, SwitchDin 'smart controller', Inverter Capacity (Var) : NULL, Useable capacity (kWh) : 16.6, BESS manufacturer : NULL, BESS Model # : NULL, Battery System (BS) Manufacturer : BYD, Battery System (BS) Model # : Battery-Box Premium HVM 16.6/16.54kWh, Number of BESS/BS in system : 1, Inverter manufacturer : Fronius, Inverter model # : Symo GEN24 6.0 Plus, Smart controller/meter manufacturer : SwitchDin, Smart controller/meter model # : Droplet, Current sensor manufacturer : NULL, Current sensor model # : NULL, Other major component manufacturer : NULL, Other major component model # : NULL, Other major component manufacturer : NULL, Other major component model # : NULL, Battery Brand : BYD, SystemId : NULL
Date Added : 02-Nov-20, Reference # : HBS1855, HBS designation : BYD Battery-Box Premium HVM 19.3/19.32kWh (1 off) w/ Fronius Symo GEN24 6.0 Plus inverter, SwitchDin 'smart controller', Inverter Capacity (Var) : NULL, Useable capacity (kWh) : 19.3, BESS manufacturer : NULL, BESS Model # : NULL, Battery System (BS) Manufacturer : BYD, Battery System (BS) Model # : Battery-Box Premium HVM 19.3/19.32kWh, Number of BESS/BS in system : 1, Inverter manufacturer : Fronius, Inverter model # : Symo GEN24 6.0 Plus, Smart controller/meter manufacturer : SwitchDin, Smart controller/meter model # : Droplet, Current sensor manufacturer : NULL, Current sensor model # : NULL, Other major component manufacturer : NULL, Other major component model # : NULL, Other major component manufacturer : NULL, Other major component model # : NULL, Battery Brand : BYD, SystemId : NULL
Date Added : 02-Nov-20, Reference # : HBS1856, HBS designation : BYD Battery-Box Premium HVM 22.1/22.08kWh (1 off) w/ Fronius Symo GEN24 6.0 Plus inverter, SwitchDin 'smart controller', Inverter Capacity (Var) : NULL, Useable capacity (kWh) : 22.1, BESS manufacturer : NULL, BESS Model # : NULL, Battery System (BS) Manufacturer : BYD, Battery System (BS) Model # : Battery-Box Premium HVM 22.1/22.08kWh, Number of BESS/BS in system : 1, Inverter manufacturer : Fronius, Inverter model # : Symo GEN24 6.0 Plus, Smart controller/meter manufacturer : SwitchDin, Smart controller/meter model # : Droplet, Current sensor manufacturer : NULL, Current sensor model # : NULL, Other major component manufacturer : NULL, Other major component model # : NULL, Other major component manufacturer : NULL, Other major component model # : NULL, Battery Brand : BYD, SystemId : NULL
Date Added : 02-Nov-20, Reference # : HBS1857, HBS designation : BYD Battery-Box Premium HVM 11.0/11.04kWh (2 off) w/ Fronius Symo GEN24 6.0 Plus inverter, SwitchDin 'smart controller', Inverter Capacity (Var) : NULL, Useable capacity (kWh) : 22, BESS manufacturer : NULL, BESS Model # : NULL, Battery System (BS) Manufacturer : BYD, Battery System (BS) Model # : Battery-Box Premium HVM 11.0/11.04kWh, Number of BESS/BS in system : 2, Inverter manufacturer : Fronius, Inverter model # : Symo GEN24 6.0 Plus, Smart controller/meter manufacturer : SwitchDin, Smart controller/meter model # : Droplet, Current sensor manufacturer : NULL, Current sensor model # : NULL, Other major component manufacturer : NULL, Other major component model # : NULL, Other major component manufacturer : NULL, Other major component model # : NULL, Battery Brand : BYD, SystemId : NULL
Date Added : 02-Nov-20, Reference # : HBS1858, HBS designation : BYD Battery-Box Premium HVM 13.8/13.8kWh (2 off) w/ Fronius Symo GEN24 6.0 Plus inverter, SwitchDin 'smart controller', Inverter Capacity (Var) : NULL, Useable capacity (kWh) : 27.6, BESS manufacturer : NULL, BESS Model # : NULL, Battery System (BS) Manufacturer : BYD, Battery System (BS) Model # : Battery-Box Premium HVM 13.8/13.8kWh, Number of BESS/BS in system : 2, Inverter manufacturer : Fronius, Inverter model # : Symo GEN24 6.0 Plus, Smart controller/meter manufacturer : SwitchDin, Smart controller/meter model # : Droplet, Current sensor manufacturer : NULL, Current sensor model # : NULL, Other major component manufacturer : NULL, Other major component model # : NULL, Other major component manufacturer : NULL, Other major component model # : NULL, Battery Brand : BYD, SystemId : NULL
Date Added : 02-Nov-20, Reference # : HBS1859, HBS designation : BYD Battery-Box Premium HVM 16.6/16.54kWh (2 off) w/ Fronius Symo GEN24 6.0 Plus inverter, SwitchDin 'smart controller', Inverter Capacity (Var) : NULL, Useable capacity (kWh) : 33.2, BESS manufacturer : NULL, BESS Model # : NULL, Battery System (BS) Manufacturer : BYD, Battery System (BS) Model # : Battery-Box Premium HVM 16.6/16.54kWh, Number of BESS/BS in system : 2, Inverter manufacturer : Fronius, Inverter model # : Symo GEN24 6.0 Plus, Smart controller/meter manufacturer : SwitchDin, Smart controller/meter model # : Droplet, Current sensor manufacturer : NULL, Current sensor model # : NULL, Other major component manufacturer : NULL, Other major component model # : NULL, Other major component manufacturer : NULL, Other major component model # : NULL, Battery Brand : BYD, SystemId : NULL
Date Added : 02-Nov-20, Reference # : HBS1860, HBS designation : BYD Battery-Box Premium HVM 19.3/19.32kWh (2 off) w/ Fronius Symo GEN24 6.0 Plus inverter, SwitchDin 'smart controller', Inverter Capacity (Var) : NULL, Useable capacity (kWh) : 38.6, BESS manufacturer : NULL, BESS Model # : NULL, Battery System (BS) Manufacturer : BYD, Battery System (BS) Model # : Battery-Box Premium HVM 19.3/19.32kWh, Number of BESS/BS in system : 2, Inverter manufacturer : Fronius, Inverter model # : Symo GEN24 6.0 Plus, Smart controller/meter manufacturer : SwitchDin, Smart controller/meter model # : Droplet, Current sensor manufacturer : NULL, Current sensor model # : NULL, Other major component manufacturer : NULL, Other major component model # : NULL, Other major component manufacturer : NULL, Other major component model # : NULL, Battery Brand : BYD, SystemId : NULL
Date Added : 02-Nov-20, Reference # : HBS1861, HBS designation : BYD Battery-Box Premium HVM 22.1/22.08kWh (2 off) w/ Fronius Symo GEN24 6.0 Plus inverter, SwitchDin 'smart controller', Inverter Capacity (Var) : NULL, Useable capacity (kWh) : 44.2, BESS manufacturer : NULL, BESS Model # : NULL, Battery System (BS) Manufacturer : BYD, Battery System (BS) Model # : Battery-Box Premium HVM 22.1/22.08kWh, Number of BESS/BS in system : 2, Inverter manufacturer : Fronius, Inverter model # : Symo GEN24 6.0 Plus, Smart controller/meter manufacturer : SwitchDin, Smart controller/meter model # : Droplet, Current sensor manufacturer : NULL, Current sensor model # : NULL, Other major component manufacturer : NULL, Other major component model # : NULL, Other major component manufacturer : NULL, Other major component model # : NULL, Battery Brand : BYD, SystemId : NULL
Date Added : 02-Nov-20, Reference # : HBS1862, HBS designation : BYD Battery-Box Premium HVM 11.0/11.04kWh (3 off) w/ Fronius Symo GEN24 6.0 Plus inverter, SwitchDin 'smart controller', Inverter Capacity (Var) : NULL, Useable capacity (kWh) : 33, BESS manufacturer : NULL, BESS Model # : NULL, Battery System (BS) Manufacturer : BYD, Battery System (BS) Model # : Battery-Box Premium HVM 11.0/11.04kWh, Number of BESS/BS in system : 3, Inverter manufacturer : Fronius, Inverter model # : Symo GEN24 6.0 Plus, Smart controller/meter manufacturer : SwitchDin, Smart controller/meter model # : Droplet, Current sensor manufacturer : NULL, Current sensor model # : NULL, Other major component manufacturer : NULL, Other major component model # : NULL, Other major component manufacturer : NULL, Other major component model # : NULL, Battery Brand : BYD, SystemId : NULL
Date Added : 02-Nov-20, Reference # : HBS1863, HBS designation : BYD Battery-Box Premium HVM 13.8/13.8kWh (3 off) w/ Fronius Symo GEN24 6.0 Plus inverter, SwitchDin 'smart controller', Inverter Capacity (Var) : NULL, Useable capacity (kWh) : 41.4, BESS manufacturer : NULL, BESS Model # : NULL, Battery System (BS) Manufacturer : BYD, Battery System (BS) Model # : Battery-Box Premium HVM 13.8/13.8kWh, Number of BESS/BS in system : 3, Inverter manufacturer : Fronius, Inverter model # : Symo GEN24 6.0 Plus, Smart controller/meter manufacturer : SwitchDin, Smart controller/meter model # : Droplet, Current sensor manufacturer : NULL, Current sensor model # : NULL, Other major component manufacturer : NULL, Other major component model # : NULL, Other major component manufacturer : NULL, Other major component model # : NULL, Battery Brand : BYD, SystemId : NULL
Date Added : 02-Nov-20, Reference # : HBS1864, HBS designation : BYD Battery-Box Premium HVM 16.6/16.54kWh (3 off) w/ Fronius Symo GEN24 6.0 Plus inverter, SwitchDin 'smart controller', Inverter Capacity (Var) : NULL, Useable capacity (kWh) : 49.8, BESS manufacturer : NULL, BESS Model # : NULL, Battery System (BS) Manufacturer : BYD, Battery System (BS) Model # : Battery-Box Premium HVM 16.6/16.54kWh, Number of BESS/BS in system : 3, Inverter manufacturer : Fronius, Inverter model # : Symo GEN24 6.0 Plus, Smart controller/meter manufacturer : SwitchDin, Smart controller/meter model # : Droplet, Current sensor manufacturer : NULL, Current sensor model # : NULL, Other major component manufacturer : NULL, Other major component model # : NULL, Other major component manufacturer : NULL, Other major component model # : NULL, Battery Brand : BYD, SystemId : NULL
Date Added : 02-Nov-20, Reference # : HBS1865, HBS designation : BYD Battery-Box Premium HVM 19.3/19.32kWh (3 off) w/ Fronius Symo GEN24 6.0 Plus inverter, SwitchDin 'smart controller', Inverter Capacity (Var) : NULL, Useable capacity (kWh) : 57.9, BESS manufacturer : NULL, BESS Model # : NULL, Battery System (BS) Manufacturer : BYD, Battery System (BS) Model # : Battery-Box Premium HVM 19.3/19.32kWh, Number of BESS/BS in system : 3, Inverter manufacturer : Fronius, Inverter model # : Symo GEN24 6.0 Plus, Smart controller/meter manufacturer : SwitchDin, Smart controller/meter model # : Droplet, Current sensor manufacturer : NULL, Current sensor model # : NULL, Other major component manufacturer : NULL, Other major component model # : NULL, Other major component manufacturer : NULL, Other major component model # : NULL, Battery Brand : BYD, SystemId : NULL
Date Added : 02-Nov-20, Reference # : HBS1867, HBS designation : BYD Battery-Box Premium HVS 5.1/5.12kWh (1 off) w/ Fronius Symo GEN24 8.0 Plus inverter, SwitchDin 'smart controller', Inverter Capacity (Var) : NULL, Useable capacity (kWh) : 5.1, BESS manufacturer : NULL, BESS Model # : NULL, Battery System (BS) Manufacturer : BYD, Battery System (BS) Model # : Battery-Box Premium HVS 5.1/5.12kWh, Number of BESS/BS in system : 1, Inverter manufacturer : Fronius, Inverter model # : Symo GEN24 8.0 Plus, Smart controller/meter manufacturer : SwitchDin, Smart controller/meter model # : Droplet, Current sensor manufacturer : NULL, Current sensor model # : NULL, Other major component manufacturer : NULL, Other major component model # : NULL, Other major component manufacturer : NULL, Other major component model # : NULL, Battery Brand : BYD, SystemId : NULL
Date Added : 02-Nov-20, Reference # : HBS1868, HBS designation : BYD Battery-Box Premium HVS 7.7/7.68kWh (1 off) w/ Fronius Symo GEN24 8.0 Plus inverter, SwitchDin 'smart controller', Inverter Capacity (Var) : NULL, Useable capacity (kWh) : 7.7, BESS manufacturer : NULL, BESS Model # : NULL, Battery System (BS) Manufacturer : BYD, Battery System (BS) Model # : Battery-Box Premium HVS 7.7/7.68kWh, Number of BESS/BS in system : 1, Inverter manufacturer : Fronius, Inverter model # : Symo GEN24 8.0 Plus, Smart controller/meter manufacturer : SwitchDin, Smart controller/meter model # : Droplet, Current sensor manufacturer : NULL, Current sensor model # : NULL, Other major component manufacturer : NULL, Other major component model # : NULL, Other major component manufacturer : NULL, Other major component model # : NULL, Battery Brand : BYD, SystemId : NULL
Date Added : 02-Nov-20, Reference # : HBS1869, HBS designation : BYD Battery-Box Premium HVS 10.2/10.24kWh (1 off) w/ Fronius Symo GEN24 8.0 Plus inverter, SwitchDin 'smart controller', Inverter Capacity (Var) : NULL, Useable capacity (kWh) : 10.2, BESS manufacturer : NULL, BESS Model # : NULL, Battery System (BS) Manufacturer : BYD, Battery System (BS) Model # : Battery-Box Premium HVS 10.2/10.24kWh, Number of BESS/BS in system : 1, Inverter manufacturer : Fronius, Inverter model # : Symo GEN24 8.0 Plus, Smart controller/meter manufacturer : SwitchDin, Smart controller/meter model # : Droplet, Current sensor manufacturer : NULL, Current sensor model # : NULL, Other major component manufacturer : NULL, Other major component model # : NULL, Other major component manufacturer : NULL, Other major component model # : NULL, Battery Brand : BYD, SystemId : NULL
Date Added : 02-Nov-20, Reference # : HBS1870, HBS designation : BYD Battery-Box Premium HVS 5.1/5.12kWh (2 off) w/ Fronius Symo GEN24 8.0 Plus inverter, SwitchDin 'smart controller', Inverter Capacity (Var) : NULL, Useable capacity (kWh) : 10.2, BESS manufacturer : NULL, BESS Model # : NULL, Battery System (BS) Manufacturer : BYD, Battery System (BS) Model # : Battery-Box Premium HVS 5.1/5.12kWh, Number of BESS/BS in system : 2, Inverter manufacturer : Fronius, Inverter model # : Symo GEN24 8.0 Plus, Smart controller/meter manufacturer : SwitchDin, Smart controller/meter model # : Droplet, Current sensor manufacturer : NULL, Current sensor model # : NULL, Other major component manufacturer : NULL, Other major component model # : NULL, Other major component manufacturer : NULL, Other major component model # : NULL, Battery Brand : BYD, SystemId : NULL
Date Added : 02-Nov-20, Reference # : HBS1871, HBS designation : BYD Battery-Box Premium HVS 7.7/7.68kWh (2 off) w/ Fronius Symo GEN24 8.0 Plus inverter, SwitchDin 'smart controller', Inverter Capacity (Var) : NULL, Useable capacity (kWh) : 15.4, BESS manufacturer : NULL, BESS Model # : NULL, Battery System (BS) Manufacturer : BYD, Battery System (BS) Model # : Battery-Box Premium HVS 7.7/7.68kWh, Number of BESS/BS in system : 2, Inverter manufacturer : Fronius, Inverter model # : Symo GEN24 8.0 Plus, Smart controller/meter manufacturer : SwitchDin, Smart controller/meter model # : Droplet, Current sensor manufacturer : NULL, Current sensor model # : NULL, Other major component manufacturer : NULL, Other major component model # : NULL, Other major component manufacturer : NULL, Other major component model # : NULL, Battery Brand : BYD, SystemId : NULL
Date Added : 02-Nov-20, Reference # : HBS1872, HBS designation : BYD Battery-Box Premium HVS 10.2/10.24kWh (2 off) w/ Fronius Symo GEN24 8.0 Plus inverter, SwitchDin 'smart controller', Inverter Capacity (Var) : NULL, Useable capacity (kWh) : 20.4, BESS manufacturer : NULL, BESS Model # : NULL, Battery System (BS) Manufacturer : BYD, Battery System (BS) Model # : Battery-Box Premium HVS 10.2/10.24kWh, Number of BESS/BS in system : 2, Inverter manufacturer : Fronius, Inverter model # : Symo GEN24 8.0 Plus, Smart controller/meter manufacturer : SwitchDin, Smart controller/meter model # : Droplet, Current sensor manufacturer : NULL, Current sensor model # : NULL, Other major component manufacturer : NULL, Other major component model # : NULL, Other major component manufacturer : NULL, Other major component model # : NULL, Battery Brand : BYD, SystemId : NULL
Date Added : 02-Nov-20, Reference # : HBS1873, HBS designation : BYD Battery-Box Premium HVS 5.1/5.12kWh (3 off) w/ Fronius Symo GEN24 8.0 Plus inverter, SwitchDin 'smart controller', Inverter Capacity (Var) : NULL, Useable capacity (kWh) : 15.3, BESS manufacturer : NULL, BESS Model # : NULL, Battery System (BS) Manufacturer : BYD, Battery System (BS) Model # : Battery-Box Premium HVS 5.1/5.12kWh, Number of BESS/BS in system : 3, Inverter manufacturer : Fronius, Inverter model # : Symo GEN24 8.0 Plus, Smart controller/meter manufacturer : SwitchDin, Smart controller/meter model # : Droplet, Current sensor manufacturer : NULL, Current sensor model # : NULL, Other major component manufacturer : NULL, Other major component model # : NULL, Other major component manufacturer : NULL, Other major component model # : NULL, Battery Brand : BYD, SystemId : NULL
Date Added : 02-Nov-20, Reference # : HBS1874, HBS designation : BYD Battery-Box Premium HVS 7.7/7.68kWh (3 off) w/ Fronius Symo GEN24 8.0 Plus inverter, SwitchDin 'smart controller', Inverter Capacity (Var) : NULL, Useable capacity (kWh) : 23.1, BESS manufacturer : NULL, BESS Model # : NULL, Battery System (BS) Manufacturer : BYD, Battery System (BS) Model # : Battery-Box Premium HVS 7.7/7.68kWh, Number of BESS/BS in system : 3, Inverter manufacturer : Fronius, Inverter model # : Symo GEN24 8.0 Plus, Smart controller/meter manufacturer : SwitchDin, Smart controller/meter model # : Droplet, Current sensor manufacturer : NULL, Current sensor model # : NULL, Other major component manufacturer : NULL, Other major component model # : NULL, Other major component manufacturer : NULL, Other major component model # : NULL, Battery Brand : BYD, SystemId : NULL
Date Added : 02-Nov-20, Reference # : HBS1875, HBS designation : BYD Battery-Box Premium HVS 10.2/10.24kWh (3 off) w/ Fronius Symo GEN24 8.0 Plus inverter, SwitchDin 'smart controller', Inverter Capacity (Var) : NULL, Useable capacity (kWh) : 30.6, BESS manufacturer : NULL, BESS Model # : NULL, Battery System (BS) Manufacturer : BYD, Battery System (BS) Model # : Battery-Box Premium HVS 10.2/10.24kWh, Number of BESS/BS in system : 3, Inverter manufacturer : Fronius, Inverter model # : Symo GEN24 8.0 Plus, Smart controller/meter manufacturer : SwitchDin, Smart controller/meter model # : Droplet, Current sensor manufacturer : NULL, Current sensor model # : NULL, Other major component manufacturer : NULL, Other major component model # : NULL, Other major component manufacturer : NULL, Other major component model # : NULL, Battery Brand : BYD, SystemId : NULL
Date Added : 02-Nov-20, Reference # : HBS1876, HBS designation : BYD Battery-Box Premium HVM 11.0/11.04kWh (1 off) w/ Fronius Symo GEN24 8.0 Plus inverter, SwitchDin 'smart controller', Inverter Capacity (Var) : NULL, Useable capacity (kWh) : 11, BESS manufacturer : NULL, BESS Model # : NULL, Battery System (BS) Manufacturer : BYD, Battery System (BS) Model # : Battery-Box Premium HVM 11.0/11.04kWh, Number of BESS/BS in system : 1, Inverter manufacturer : Fronius, Inverter model # : Symo GEN24 8.0 Plus, Smart controller/meter manufacturer : SwitchDin, Smart controller/meter model # : Droplet, Current sensor manufacturer : NULL, Current sensor model # : NULL, Other major component manufacturer : NULL, Other major component model # : NULL, Other major component manufacturer : NULL, Other major component model # : NULL, Battery Brand : BYD, SystemId : NULL
Date Added : 02-Nov-20, Reference # : HBS1877, HBS designation : BYD Battery-Box Premium HVM 13.8/13.8kWh (1 off) w/ Fronius Symo GEN24 8.0 Plus inverter, SwitchDin 'smart controller', Inverter Capacity (Var) : NULL, Useable capacity (kWh) : 13.8, BESS manufacturer : NULL, BESS Model # : NULL, Battery System (BS) Manufacturer : BYD, Battery System (BS) Model # : Battery-Box Premium HVM 13.8/13.8kWh, Number of BESS/BS in system : 1, Inverter manufacturer : Fronius, Inverter model # : Symo GEN24 8.0 Plus, Smart controller/meter manufacturer : SwitchDin, Smart controller/meter model # : Droplet, Current sensor manufacturer : NULL, Current sensor model # : NULL, Other major component manufacturer : NULL, Other major component model # : NULL, Other major component manufacturer : NULL, Other major component model # : NULL, Battery Brand : BYD, SystemId : NULL
Date Added : 02-Nov-20, Reference # : HBS1878, HBS designation : BYD Battery-Box Premium HVM 16.6/16.54kWh (1 off) w/ Fronius Symo GEN24 8.0 Plus inverter, SwitchDin 'smart controller', Inverter Capacity (Var) : NULL, Useable capacity (kWh) : 16.6, BESS manufacturer : NULL, BESS Model # : NULL, Battery System (BS) Manufacturer : BYD, Battery System (BS) Model # : Battery-Box Premium HVM 16.6/16.54kWh, Number of BESS/BS in system : 1, Inverter manufacturer : Fronius, Inverter model # : Symo GEN24 8.0 Plus, Smart controller/meter manufacturer : SwitchDin, Smart controller/meter model # : Droplet, Current sensor manufacturer : NULL, Current sensor model # : NULL, Other major component manufacturer : NULL, Other major component model # : NULL, Other major component manufacturer : NULL, Other major component model # : NULL, Battery Brand : BYD, SystemId : NULL
Date Added : 02-Nov-20, Reference # : HBS1879, HBS designation : BYD Battery-Box Premium HVM 19.3/19.32kWh (1 off) w/ Fronius Symo GEN24 8.0 Plus inverter, SwitchDin 'smart controller', Inverter Capacity (Var) : NULL, Useable capacity (kWh) : 19.3, BESS manufacturer : NULL, BESS Model # : NULL, Battery System (BS) Manufacturer : BYD, Battery System (BS) Model # : Battery-Box Premium HVM 19.3/19.32kWh, Number of BESS/BS in system : 1, Inverter manufacturer : Fronius, Inverter model # : Symo GEN24 8.0 Plus, Smart controller/meter manufacturer : SwitchDin, Smart controller/meter model # : Droplet, Current sensor manufacturer : NULL, Current sensor model # : NULL, Other major component manufacturer : NULL, Other major component model # : NULL, Other major component manufacturer : NULL, Other major component model # : NULL, Battery Brand : BYD, SystemId : NULL
Date Added : 02-Nov-20, Reference # : HBS1880, HBS designation : BYD Battery-Box Premium HVM 22.1/22.08kWh (1 off) w/ Fronius Symo GEN24 8.0 Plus inverter, SwitchDin 'smart controller', Inverter Capacity (Var) : NULL, Useable capacity (kWh) : 22.1, BESS manufacturer : NULL, BESS Model # : NULL, Battery System (BS) Manufacturer : BYD, Battery System (BS) Model # : Battery-Box Premium HVM 22.1/22.08kWh, Number of BESS/BS in system : 1, Inverter manufacturer : Fronius, Inverter model # : Symo GEN24 8.0 Plus, Smart controller/meter manufacturer : SwitchDin, Smart controller/meter model # : Droplet, Current sensor manufacturer : NULL, Current sensor model # : NULL, Other major component manufacturer : NULL, Other major component model # : NULL, Other major component manufacturer : NULL, Other major component model # : NULL, Battery Brand : BYD, SystemId : NULL
Date Added : 02-Nov-20, Reference # : HBS1881, HBS designation : BYD Battery-Box Premium HVM 11.0/11.04kWh (2 off) w/ Fronius Symo GEN24 8.0 Plus inverter, SwitchDin 'smart controller', Inverter Capacity (Var) : NULL, Useable capacity (kWh) : 22, BESS manufacturer : NULL, BESS Model # : NULL, Battery System (BS) Manufacturer : BYD, Battery System (BS) Model # : Battery-Box Premium HVM 11.0/11.04kWh, Number of BESS/BS in system : 2, Inverter manufacturer : Fronius, Inverter model # : Symo GEN24 8.0 Plus, Smart controller/meter manufacturer : SwitchDin, Smart controller/meter model # : Droplet, Current sensor manufacturer : NULL, Current sensor model # : NULL, Other major component manufacturer : NULL, Other major component model # : NULL, Other major component manufacturer : NULL, Other major component model # : NULL, Battery Brand : BYD, SystemId : NULL
Date Added : 02-Nov-20, Reference # : HBS1882, HBS designation : BYD Battery-Box Premium HVM 13.8/13.8kWh (2 off) w/ Fronius Symo GEN24 8.0 Plus inverter, SwitchDin 'smart controller', Inverter Capacity (Var) : NULL, Useable capacity (kWh) : 27.6, BESS manufacturer : NULL, BESS Model # : NULL, Battery System (BS) Manufacturer : BYD, Battery System (BS) Model # : Battery-Box Premium HVM 13.8/13.8kWh, Number of BESS/BS in system : 2, Inverter manufacturer : Fronius, Inverter model # : Symo GEN24 8.0 Plus, Smart controller/meter manufacturer : SwitchDin, Smart controller/meter model # : Droplet, Current sensor manufacturer : NULL, Current sensor model # : NULL, Other major component manufacturer : NULL, Other major component model # : NULL, Other major component manufacturer : NULL, Other major component model # : NULL, Battery Brand : BYD, SystemId : NULL
Date Added : 02-Nov-20, Reference # : HBS1883, HBS designation : BYD Battery-Box Premium HVM 16.6/16.54kWh (2 off) w/ Fronius Symo GEN24 8.0 Plus inverter, SwitchDin 'smart controller', Inverter Capacity (Var) : NULL, Useable capacity (kWh) : 33.2, BESS manufacturer : NULL, BESS Model # : NULL, Battery System (BS) Manufacturer : BYD, Battery System (BS) Model # : Battery-Box Premium HVM 16.6/16.54kWh, Number of BESS/BS in system : 2, Inverter manufacturer : Fronius, Inverter model # : Symo GEN24 8.0 Plus, Smart controller/meter manufacturer : SwitchDin, Smart controller/meter model # : Droplet, Current sensor manufacturer : NULL, Current sensor model # : NULL, Other major component manufacturer : NULL, Other major component model # : NULL, Other major component manufacturer : NULL, Other major component model # : NULL, Battery Brand : BYD, SystemId : NULL
Date Added : 02-Nov-20, Reference # : HBS1884, HBS designation : BYD Battery-Box Premium HVM 19.3/19.32kWh (2 off) w/ Fronius Symo GEN24 8.0 Plus inverter, SwitchDin 'smart controller', Inverter Capacity (Var) : NULL, Useable capacity (kWh) : 38.6, BESS manufacturer : NULL, BESS Model # : NULL, Battery System (BS) Manufacturer : BYD, Battery System (BS) Model # : Battery-Box Premium HVM 19.3/19.32kWh, Number of BESS/BS in system : 2, Inverter manufacturer : Fronius, Inverter model # : Symo GEN24 8.0 Plus, Smart controller/meter manufacturer : SwitchDin, Smart controller/meter model # : Droplet, Current sensor manufacturer : NULL, Current sensor model # : NULL, Other major component manufacturer : NULL, Other major component model # : NULL, Other major component manufacturer : NULL, Other major component model # : NULL, Battery Brand : BYD, SystemId : NULL
Date Added : 02-Nov-20, Reference # : HBS1885, HBS designation : BYD Battery-Box Premium HVM 22.1/22.08kWh (2 off) w/ Fronius Symo GEN24 8.0 Plus inverter, SwitchDin 'smart controller', Inverter Capacity (Var) : NULL, Useable capacity (kWh) : 44.2, BESS manufacturer : NULL, BESS Model # : NULL, Battery System (BS) Manufacturer : BYD, Battery System (BS) Model # : Battery-Box Premium HVM 22.1/22.08kWh, Number of BESS/BS in system : 2, Inverter manufacturer : Fronius, Inverter model # : Symo GEN24 8.0 Plus, Smart controller/meter manufacturer : SwitchDin, Smart controller/meter model # : Droplet, Current sensor manufacturer : NULL, Current sensor model # : NULL, Other major component manufacturer : NULL, Other major component model # : NULL, Other major component manufacturer : NULL, Other major component model # : NULL, Battery Brand : BYD, SystemId : NULL
Date Added : 02-Nov-20, Reference # : HBS1886, HBS designation : BYD Battery-Box Premium HVM 11.0/11.04kWh (3 off) w/ Fronius Symo GEN24 8.0 Plus inverter, SwitchDin 'smart controller', Inverter Capacity (Var) : NULL, Useable capacity (kWh) : 33, BESS manufacturer : NULL, BESS Model # : NULL, Battery System (BS) Manufacturer : BYD, Battery System (BS) Model # : Battery-Box Premium HVM 11.0/11.04kWh, Number of BESS/BS in system : 3, Inverter manufacturer : Fronius, Inverter model # : Symo GEN24 8.0 Plus, Smart controller/meter manufacturer : SwitchDin, Smart controller/meter model # : Droplet, Current sensor manufacturer : NULL, Current sensor model # : NULL, Other major component manufacturer : NULL, Other major component model # : NULL, Other major component manufacturer : NULL, Other major component model # : NULL, Battery Brand : BYD, SystemId : NULL
Date Added : 02-Nov-20, Reference # : HBS1887, HBS designation : BYD Battery-Box Premium HVM 13.8/13.8kWh (3 off) w/ Fronius Symo GEN24 8.0 Plus inverter, SwitchDin 'smart controller', Inverter Capacity (Var) : NULL, Useable capacity (kWh) : 41.4, BESS manufacturer : NULL, BESS Model # : NULL, Battery System (BS) Manufacturer : BYD, Battery System (BS) Model # : Battery-Box Premium HVM 13.8/13.8kWh, Number of BESS/BS in system : 3, Inverter manufacturer : Fronius, Inverter model # : Symo GEN24 8.0 Plus, Smart controller/meter manufacturer : SwitchDin, Smart controller/meter model # : Droplet, Current sensor manufacturer : NULL, Current sensor model # : NULL, Other major component manufacturer : NULL, Other major component model # : NULL, Other major component manufacturer : NULL, Other major component model # : NULL, Battery Brand : BYD, SystemId : NULL
Date Added : 02-Nov-20, Reference # : HBS1888, HBS designation : BYD Battery-Box Premium HVM 16.6/16.54kWh (3 off) w/ Fronius Symo GEN24 8.0 Plus inverter, SwitchDin 'smart controller', Inverter Capacity (Var) : NULL, Useable capacity (kWh) : 49.8, BESS manufacturer : NULL, BESS Model # : NULL, Battery System (BS) Manufacturer : BYD, Battery System (BS) Model # : Battery-Box Premium HVM 16.6/16.54kWh, Number of BESS/BS in system : 3, Inverter manufacturer : Fronius, Inverter model # : Symo GEN24 8.0 Plus, Smart controller/meter manufacturer : SwitchDin, Smart controller/meter model # : Droplet, Current sensor manufacturer : NULL, Current sensor model # : NULL, Other major component manufacturer : NULL, Other major component model # : NULL, Other major component manufacturer : NULL, Other major component model # : NULL, Battery Brand : BYD, SystemId : NULL
Date Added : 02-Nov-20, Reference # : HBS1889, HBS designation : BYD Battery-Box Premium HVM 19.3/19.32kWh (3 off) w/ Fronius Symo GEN24 8.0 Plus inverter, SwitchDin 'smart controller', Inverter Capacity (Var) : NULL, Useable capacity (kWh) : 57.9, BESS manufacturer : NULL, BESS Model # : NULL, Battery System (BS) Manufacturer : BYD, Battery System (BS) Model # : Battery-Box Premium HVM 19.3/19.32kWh, Number of BESS/BS in system : 3, Inverter manufacturer : Fronius, Inverter model # : Symo GEN24 8.0 Plus, Smart controller/meter manufacturer : SwitchDin, Smart controller/meter model # : Droplet, Current sensor manufacturer : NULL, Current sensor model # : NULL, Other major component manufacturer : NULL, Other major component model # : NULL, Other major component manufacturer : NULL, Other major component model # : NULL, Battery Brand : BYD, SystemId : NULL
Date Added : 02-Nov-20, Reference # : HBS1891, HBS designation : BYD Battery-Box Premium HVS 5.1/5.12kWh (1 off) w/ Fronius Symo GEN24 10.0 Plus inverter, SwitchDin 'smart controller', Inverter Capacity (Var) : NULL, Useable capacity (kWh) : 5.1, BESS manufacturer : NULL, BESS Model # : NULL, Battery System (BS) Manufacturer : BYD, Battery System (BS) Model # : Battery-Box Premium HVS 5.1/5.12kWh, Number of BESS/BS in system : 1, Inverter manufacturer : Fronius, Inverter model # : Symo GEN24 10.0 Plus, Smart controller/meter manufacturer : SwitchDin, Smart controller/meter model # : Droplet, Current sensor manufacturer : NULL, Current sensor model # : NULL, Other major component manufacturer : NULL, Other major component model # : NULL, Other major component manufacturer : NULL, Other major component model # : NULL, Battery Brand : BYD, SystemId : NULL
Date Added : 02-Nov-20, Reference # : HBS1892, HBS designation : BYD Battery-Box Premium HVS 7.7/7.68kWh (1 off) w/ Fronius Symo GEN24 10.0 Plus inverter, SwitchDin 'smart controller', Inverter Capacity (Var) : NULL, Useable capacity (kWh) : 7.7, BESS manufacturer : NULL, BESS Model # : NULL, Battery System (BS) Manufacturer : BYD, Battery System (BS) Model # : Battery-Box Premium HVS 7.7/7.68kWh, Number of BESS/BS in system : 1, Inverter manufacturer : Fronius, Inverter model # : Symo GEN24 10.0 Plus, Smart controller/meter manufacturer : SwitchDin, Smart controller/meter model # : Droplet, Current sensor manufacturer : NULL, Current sensor model # : NULL, Other major component manufacturer : NULL, Other major component model # : NULL, Other major component manufacturer : NULL, Other major component model # : NULL, Battery Brand : BYD, SystemId : NULL
Date Added : 02-Nov-20, Reference # : HBS1893, HBS designation : BYD Battery-Box Premium HVS 10.2/10.24kWh (1 off) w/ Fronius Symo GEN24 10.0 Plus inverter, SwitchDin 'smart controller', Inverter Capacity (Var) : NULL, Useable capacity (kWh) : 10.2, BESS manufacturer : NULL, BESS Model # : NULL, Battery System (BS) Manufacturer : BYD, Battery System (BS) Model # : Battery-Box Premium HVS 10.2/10.24kWh, Number of BESS/BS in system : 1, Inverter manufacturer : Fronius, Inverter model # : Symo GEN24 10.0 Plus, Smart controller/meter manufacturer : SwitchDin, Smart controller/meter model # : Droplet, Current sensor manufacturer : NULL, Current sensor model # : NULL, Other major component manufacturer : NULL, Other major component model # : NULL, Other major component manufacturer : NULL, Other major component model # : NULL, Battery Brand : BYD, SystemId : NULL
Date Added : 02-Nov-20, Reference # : HBS1894, HBS designation : BYD Battery-Box Premium HVS 5.1/5.12kWh (2 off) w/ Fronius Symo GEN24 10.0 Plus inverter, SwitchDin 'smart controller', Inverter Capacity (Var) : NULL, Useable capacity (kWh) : 10.2, BESS manufacturer : NULL, BESS Model # : NULL, Battery System (BS) Manufacturer : BYD, Battery System (BS) Model # : Battery-Box Premium HVS 5.1/5.12kWh, Number of BESS/BS in system : 2, Inverter manufacturer : Fronius, Inverter model # : Symo GEN24 10.0 Plus, Smart controller/meter manufacturer : SwitchDin, Smart controller/meter model # : Droplet, Current sensor manufacturer : NULL, Current sensor model # : NULL, Other major component manufacturer : NULL, Other major component model # : NULL, Other major component manufacturer : NULL, Other major component model # : NULL, Battery Brand : BYD, SystemId : NULL
Date Added : 02-Nov-20, Reference # : HBS1895, HBS designation : BYD Battery-Box Premium HVS 7.7/7.68kWh (2 off) w/ Fronius Symo GEN24 10.0 Plus inverter, SwitchDin 'smart controller', Inverter Capacity (Var) : NULL, Useable capacity (kWh) : 15.4, BESS manufacturer : NULL, BESS Model # : NULL, Battery System (BS) Manufacturer : BYD, Battery System (BS) Model # : Battery-Box Premium HVS 7.7/7.68kWh, Number of BESS/BS in system : 2, Inverter manufacturer : Fronius, Inverter model # : Symo GEN24 10.0 Plus, Smart controller/meter manufacturer : SwitchDin, Smart controller/meter model # : Droplet, Current sensor manufacturer : NULL, Current sensor model # : NULL, Other major component manufacturer : NULL, Other major component model # : NULL, Other major component manufacturer : NULL, Other major component model # : NULL, Battery Brand : BYD, SystemId : NULL
Date Added : 02-Nov-20, Reference # : HBS1896, HBS designation : BYD Battery-Box Premium HVS 10.2/10.24kWh (2 off) w/ Fronius Symo GEN24 10.0 Plus inverter, SwitchDin 'smart controller', Inverter Capacity (Var) : NULL, Useable capacity (kWh) : 20.4, BESS manufacturer : NULL, BESS Model # : NULL, Battery System (BS) Manufacturer : BYD, Battery System (BS) Model # : Battery-Box Premium HVS 10.2/10.24kWh, Number of BESS/BS in system : 2, Inverter manufacturer : Fronius, Inverter model # : Symo GEN24 10.0 Plus, Smart controller/meter manufacturer : SwitchDin, Smart controller/meter model # : Droplet, Current sensor manufacturer : NULL, Current sensor model # : NULL, Other major component manufacturer : NULL, Other major component model # : NULL, Other major component manufacturer : NULL, Other major component model # : NULL, Battery Brand : BYD, SystemId : NULL
Date Added : 02-Nov-20, Reference # : HBS1897, HBS designation : BYD Battery-Box Premium HVS 5.1/5.12kWh (3 off) w/ Fronius Symo GEN24 10.0 Plus inverter, SwitchDin 'smart controller', Inverter Capacity (Var) : NULL, Useable capacity (kWh) : 15.3, BESS manufacturer : NULL, BESS Model # : NULL, Battery System (BS) Manufacturer : BYD, Battery System (BS) Model # : Battery-Box Premium HVS 5.1/5.12kWh, Number of BESS/BS in system : 3, Inverter manufacturer : Fronius, Inverter model # : Symo GEN24 10.0 Plus, Smart controller/meter manufacturer : SwitchDin, Smart controller/meter model # : Droplet, Current sensor manufacturer : NULL, Current sensor model # : NULL, Other major component manufacturer : NULL, Other major component model # : NULL, Other major component manufacturer : NULL, Other major component model # : NULL, Battery Brand : BYD, SystemId : NULL
Date Added : 02-Nov-20, Reference # : HBS1898, HBS designation : BYD Battery-Box Premium HVS 7.7/7.68kWh (3 off) w/ Fronius Symo GEN24 10.0 Plus inverter, SwitchDin 'smart controller', Inverter Capacity (Var) : NULL, Useable capacity (kWh) : 23.1, BESS manufacturer : NULL, BESS Model # : NULL, Battery System (BS) Manufacturer : BYD, Battery System (BS) Model # : Battery-Box Premium HVS 7.7/7.68kWh, Number of BESS/BS in system : 3, Inverter manufacturer : Fronius, Inverter model # : Symo GEN24 10.0 Plus, Smart controller/meter manufacturer : SwitchDin, Smart controller/meter model # : Droplet, Current sensor manufacturer : NULL, Current sensor model # : NULL, Other major component manufacturer : NULL, Other major component model # : NULL, Other major component manufacturer : NULL, Other major component model # : NULL, Battery Brand : BYD, SystemId : NULL
Date Added : 02-Nov-20, Reference # : HBS1899, HBS designation : BYD Battery-Box Premium HVS 10.2/10.24kWh (3 off) w/ Fronius Symo GEN24 10.0 Plus inverter, SwitchDin 'smart controller', Inverter Capacity (Var) : NULL, Useable capacity (kWh) : 30.6, BESS manufacturer : NULL, BESS Model # : NULL, Battery System (BS) Manufacturer : BYD, Battery System (BS) Model # : Battery-Box Premium HVS 10.2/10.24kWh, Number of BESS/BS in system : 3, Inverter manufacturer : Fronius, Inverter model # : Symo GEN24 10.0 Plus, Smart controller/meter manufacturer : SwitchDin, Smart controller/meter model # : Droplet, Current sensor manufacturer : NULL, Current sensor model # : NULL, Other major component manufacturer : NULL, Other major component model # : NULL, Other major component manufacturer : NULL, Other major component model # : NULL, Battery Brand : BYD, SystemId : NULL
Date Added : 02-Nov-20, Reference # : HBS1900, HBS designation : BYD Battery-Box Premium HVM 11.0/11.04kWh (1 off) w/ Fronius Symo GEN24 10.0 Plus inverter, SwitchDin 'smart controller', Inverter Capacity (Var) : NULL, Useable capacity (kWh) : 11, BESS manufacturer : NULL, BESS Model # : NULL, Battery System (BS) Manufacturer : BYD, Battery System (BS) Model # : Battery-Box Premium HVM 11.0/11.04kWh, Number of BESS/BS in system : 1, Inverter manufacturer : Fronius, Inverter model # : Symo GEN24 10.0 Plus, Smart controller/meter manufacturer : SwitchDin, Smart controller/meter model # : Droplet, Current sensor manufacturer : NULL, Current sensor model # : NULL, Other major component manufacturer : NULL, Other major component model # : NULL, Other major component manufacturer : NULL, Other major component model # : NULL, Battery Brand : BYD, SystemId : NULL
Date Added : 02-Nov-20, Reference # : HBS1901, HBS designation : BYD Battery-Box Premium HVM 13.8/13.8kWh (1 off) w/ Fronius Symo GEN24 10.0 Plus inverter, SwitchDin 'smart controller', Inverter Capacity (Var) : NULL, Useable capacity (kWh) : 13.8, BESS manufacturer : NULL, BESS Model # : NULL, Battery System (BS) Manufacturer : BYD, Battery System (BS) Model # : Battery-Box Premium HVM 13.8/13.8kWh, Number of BESS/BS in system : 1, Inverter manufacturer : Fronius, Inverter model # : Symo GEN24 10.0 Plus, Smart controller/meter manufacturer : SwitchDin, Smart controller/meter model # : Droplet, Current sensor manufacturer : NULL, Current sensor model # : NULL, Other major component manufacturer : NULL, Other major component model # : NULL, Other major component manufacturer : NULL, Other major component model # : NULL, Battery Brand : BYD, SystemId : NULL
Date Added : 02-Nov-20, Reference # : HBS1902, HBS designation : BYD Battery-Box Premium HVM 16.6/16.54kWh (1 off) w/ Fronius Symo GEN24 10.0 Plus inverter, SwitchDin 'smart controller', Inverter Capacity (Var) : NULL, Useable capacity (kWh) : 16.6, BESS manufacturer : NULL, BESS Model # : NULL, Battery System (BS) Manufacturer : BYD, Battery System (BS) Model # : Battery-Box Premium HVM 16.6/16.54kWh, Number of BESS/BS in system : 1, Inverter manufacturer : Fronius, Inverter model # : Symo GEN24 10.0 Plus, Smart controller/meter manufacturer : SwitchDin, Smart controller/meter model # : Droplet, Current sensor manufacturer : NULL, Current sensor model # : NULL, Other major component manufacturer : NULL, Other major component model # : NULL, Other major component manufacturer : NULL, Other major component model # : NULL, Battery Brand : BYD, SystemId : NULL
Date Added : 02-Nov-20, Reference # : HBS1903, HBS designation : BYD Battery-Box Premium HVM 19.3/19.32kWh (1 off) w/ Fronius Symo GEN24 10.0 Plus inverter, SwitchDin 'smart controller', Inverter Capacity (Var) : NULL, Useable capacity (kWh) : 19.3, BESS manufacturer : NULL, BESS Model # : NULL, Battery System (BS) Manufacturer : BYD, Battery System (BS) Model # : Battery-Box Premium HVM 19.3/19.32kWh, Number of BESS/BS in system : 1, Inverter manufacturer : Fronius, Inverter model # : Symo GEN24 10.0 Plus, Smart controller/meter manufacturer : SwitchDin, Smart controller/meter model # : Droplet, Current sensor manufacturer : NULL, Current sensor model # : NULL, Other major component manufacturer : NULL, Other major component model # : NULL, Other major component manufacturer : NULL, Other major component model # : NULL, Battery Brand : BYD, SystemId : NULL
Date Added : 02-Nov-20, Reference # : HBS1904, HBS designation : BYD Battery-Box Premium HVM 22.1/22.08kWh (1 off) w/ Fronius Symo GEN24 10.0 Plus inverter, SwitchDin 'smart controller', Inverter Capacity (Var) : NULL, Useable capacity (kWh) : 22.1, BESS manufacturer : NULL, BESS Model # : NULL, Battery System (BS) Manufacturer : BYD, Battery System (BS) Model # : Battery-Box Premium HVM 22.1/22.08kWh, Number of BESS/BS in system : 1, Inverter manufacturer : Fronius, Inverter model # : Symo GEN24 10.0 Plus, Smart controller/meter manufacturer : SwitchDin, Smart controller/meter model # : Droplet, Current sensor manufacturer : NULL, Current sensor model # : NULL, Other major component manufacturer : NULL, Other major component model # : NULL, Other major component manufacturer : NULL, Other major component model # : NULL, Battery Brand : BYD, SystemId : NULL
Date Added : 02-Nov-20, Reference # : HBS1905, HBS designation : BYD Battery-Box Premium HVM 11.0/11.04kWh (2 off) w/ Fronius Symo GEN24 10.0 Plus inverter, SwitchDin 'smart controller', Inverter Capacity (Var) : NULL, Useable capacity (kWh) : 22, BESS manufacturer : NULL, BESS Model # : NULL, Battery System (BS) Manufacturer : BYD, Battery System (BS) Model # : Battery-Box Premium HVM 11.0/11.04kWh, Number of BESS/BS in system : 2, Inverter manufacturer : Fronius, Inverter model # : Symo GEN24 10.0 Plus, Smart controller/meter manufacturer : SwitchDin, Smart controller/meter model # : Droplet, Current sensor manufacturer : NULL, Current sensor model # : NULL, Other major component manufacturer : NULL, Other major component model # : NULL, Other major component manufacturer : NULL, Other major component model # : NULL, Battery Brand : BYD, SystemId : NULL
Date Added : 02-Nov-20, Reference # : HBS1906, HBS designation : BYD Battery-Box Premium HVM 13.8/13.8kWh (2 off) w/ Fronius Symo GEN24 10.0 Plus inverter, SwitchDin 'smart controller', Inverter Capacity (Var) : NULL, Useable capacity (kWh) : 27.6, BESS manufacturer : NULL, BESS Model # : NULL, Battery System (BS) Manufacturer : BYD, Battery System (BS) Model # : Battery-Box Premium HVM 13.8/13.8kWh, Number of BESS/BS in system : 2, Inverter manufacturer : Fronius, Inverter model # : Symo GEN24 10.0 Plus, Smart controller/meter manufacturer : SwitchDin, Smart controller/meter model # : Droplet, Current sensor manufacturer : NULL, Current sensor model # : NULL, Other major component manufacturer : NULL, Other major component model # : NULL, Other major component manufacturer : NULL, Other major component model # : NULL, Battery Brand : BYD, SystemId : NULL
Date Added : 02-Nov-20, Reference # : HBS1907, HBS designation : BYD Battery-Box Premium HVM 16.6/16.54kWh (2 off) w/ Fronius Symo GEN24 10.0 Plus inverter, SwitchDin 'smart controller', Inverter Capacity (Var) : NULL, Useable capacity (kWh) : 33.2, BESS manufacturer : NULL, BESS Model # : NULL, Battery System (BS) Manufacturer : BYD, Battery System (BS) Model # : Battery-Box Premium HVM 16.6/16.54kWh, Number of BESS/BS in system : 2, Inverter manufacturer : Fronius, Inverter model # : Symo GEN24 10.0 Plus, Smart controller/meter manufacturer : SwitchDin, Smart controller/meter model # : Droplet, Current sensor manufacturer : NULL, Current sensor model # : NULL, Other major component manufacturer : NULL, Other major component model # : NULL, Other major component manufacturer : NULL, Other major component model # : NULL, Battery Brand : BYD, SystemId : NULL
Date Added : 02-Nov-20, Reference # : HBS1908, HBS designation : BYD Battery-Box Premium HVM 19.3/19.32kWh (2 off) w/ Fronius Symo GEN24 10.0 Plus inverter, SwitchDin 'smart controller', Inverter Capacity (Var) : NULL, Useable capacity (kWh) : 38.6, BESS manufacturer : NULL, BESS Model # : NULL, Battery System (BS) Manufacturer : BYD, Battery System (BS) Model # : Battery-Box Premium HVM 19.3/19.32kWh, Number of BESS/BS in system : 2, Inverter manufacturer : Fronius, Inverter model # : Symo GEN24 10.0 Plus, Smart controller/meter manufacturer : SwitchDin, Smart controller/meter model # : Droplet, Current sensor manufacturer : NULL, Current sensor model # : NULL, Other major component manufacturer : NULL, Other major component model # : NULL, Other major component manufacturer : NULL, Other major component model # : NULL, Battery Brand : BYD, SystemId : NULL
Date Added : 02-Nov-20, Reference # : HBS1909, HBS designation : BYD Battery-Box Premium HVM 22.1/22.08kWh (2 off) w/ Fronius Symo GEN24 10.0 Plus inverter, SwitchDin 'smart controller', Inverter Capacity (Var) : NULL, Useable capacity (kWh) : 44.2, BESS manufacturer : NULL, BESS Model # : NULL, Battery System (BS) Manufacturer : BYD, Battery System (BS) Model # : Battery-Box Premium HVM 22.1/22.08kWh, Number of BESS/BS in system : 2, Inverter manufacturer : Fronius, Inverter model # : Symo GEN24 10.0 Plus, Smart controller/meter manufacturer : SwitchDin, Smart controller/meter model # : Droplet, Current sensor manufacturer : NULL, Current sensor model # : NULL, Other major component manufacturer : NULL, Other major component model # : NULL, Other major component manufacturer : NULL, Other major component model # : NULL, Battery Brand : BYD, SystemId : NULL
Date Added : 02-Nov-20, Reference # : HBS1910, HBS designation : BYD Battery-Box Premium HVM 11.0/11.04kWh (3 off) w/ Fronius Symo GEN24 10.0 Plus inverter, SwitchDin 'smart controller', Inverter Capacity (Var) : NULL, Useable capacity (kWh) : 33, BESS manufacturer : NULL, BESS Model # : NULL, Battery System (BS) Manufacturer : BYD, Battery System (BS) Model # : Battery-Box Premium HVM 11.0/11.04kWh, Number of BESS/BS in system : 3, Inverter manufacturer : Fronius, Inverter model # : Symo GEN24 10.0 Plus, Smart controller/meter manufacturer : SwitchDin, Smart controller/meter model # : Droplet, Current sensor manufacturer : NULL, Current sensor model # : NULL, Other major component manufacturer : NULL, Other major component model # : NULL, Other major component manufacturer : NULL, Other major component model # : NULL, Battery Brand : BYD, SystemId : NULL
Date Added : 02-Nov-20, Reference # : HBS1911, HBS designation : BYD Battery-Box Premium HVM 13.8/13.8kWh (3 off) w/ Fronius Symo GEN24 10.0 Plus inverter, SwitchDin 'smart controller', Inverter Capacity (Var) : NULL, Useable capacity (kWh) : 41.4, BESS manufacturer : NULL, BESS Model # : NULL, Battery System (BS) Manufacturer : BYD, Battery System (BS) Model # : Battery-Box Premium HVM 13.8/13.8kWh, Number of BESS/BS in system : 3, Inverter manufacturer : Fronius, Inverter model # : Symo GEN24 10.0 Plus, Smart controller/meter manufacturer : SwitchDin, Smart controller/meter model # : Droplet, Current sensor manufacturer : NULL, Current sensor model # : NULL, Other major component manufacturer : NULL, Other major component model # : NULL, Other major component manufacturer : NULL, Other major component model # : NULL, Battery Brand : BYD, SystemId : NULL
Date Added : 02-Nov-20, Reference # : HBS1912, HBS designation : BYD Battery-Box Premium HVM 16.6/16.54kWh (3 off) w/ Fronius Symo GEN24 10.0 Plus inverter, SwitchDin 'smart controller', Inverter Capacity (Var) : NULL, Useable capacity (kWh) : 49.8, BESS manufacturer : NULL, BESS Model # : NULL, Battery System (BS) Manufacturer : BYD, Battery System (BS) Model # : Battery-Box Premium HVM 16.6/16.54kWh, Number of BESS/BS in system : 3, Inverter manufacturer : Fronius, Inverter model # : Symo GEN24 10.0 Plus, Smart controller/meter manufacturer : SwitchDin, Smart controller/meter model # : Droplet, Current sensor manufacturer : NULL, Current sensor model # : NULL, Other major component manufacturer : NULL, Other major component model # : NULL, Other major component manufacturer : NULL, Other major component model # : NULL, Battery Brand : BYD, SystemId : NULL
Date Added : 02-Nov-20, Reference # : HBS1913, HBS designation : BYD Battery-Box Premium HVM 19.3/19.32kWh (3 off) w/ Fronius Symo GEN24 10.0 Plus inverter, SwitchDin 'smart controller', Inverter Capacity (Var) : NULL, Useable capacity (kWh) : 57.9, BESS manufacturer : NULL, BESS Model # : NULL, Battery System (BS) Manufacturer : BYD, Battery System (BS) Model # : Battery-Box Premium HVM 19.3/19.32kWh, Number of BESS/BS in system : 3, Inverter manufacturer : Fronius, Inverter model # : Symo GEN24 10.0 Plus, Smart controller/meter manufacturer : SwitchDin, Smart controller/meter model # : Droplet, Current sensor manufacturer : NULL, Current sensor model # : NULL, Other major component manufacturer : NULL, Other major component model # : NULL, Other major component manufacturer : NULL, Other major component model # : NULL, Battery Brand : BYD, SystemId : NULL
Date Added : 02-Nov-20, Reference # : HBS1915, HBS designation : Growatt GBLI 6532 (2 off) w/ Growatt SPH5000 inverter, Shinelink, Eastron SDM-120 CT-40mA meter, Inverter Capacity (Var) : 4999, Useable capacity (kWh) : 12, BESS manufacturer : NULL, BESS Model # : NULL, Battery System (BS) Manufacturer : Growatt, Battery System (BS) Model # : GBLI 6532, Number of BESS/BS in system : 2, Inverter manufacturer : Shenzhen Growatt New Energy Technology Co Ltd, Inverter model # : Growatt SPH5000 inverter, Smart controller/meter manufacturer : Eastron, Smart controller/meter model # : SDM-120 CT-40mA, Current sensor manufacturer : NULL, Current sensor model # : NULL, Other major component manufacturer : NULL, Other major component model # : NULL, Other major component manufacturer : Shenzhen Growatt New Energy Technology Co Ltd, Other major component model # : Shinelink, Battery Brand : Growatt, SystemId : NULL
Date Added : 02-Nov-20, Reference # : HBS1916, HBS designation : Growatt GBLI 6532 (2 off) w/ Growatt SPA 3000TL BL inverter, Shinelink, Eastron SDM-120 CT-40mA meter, Inverter Capacity (Var) : 3000, Useable capacity (kWh) : 12, BESS manufacturer : NULL, BESS Model # : NULL, Battery System (BS) Manufacturer : Growatt, Battery System (BS) Model # : GBLI 6532, Number of BESS/BS in system : 2, Inverter manufacturer : Shenzhen Growatt New Energy Technology Co Ltd, Inverter model # : Growatt SPA 3000TL BL inverter, Smart controller/meter manufacturer : Eastron, Smart controller/meter model # : SDM-120 CT-40mA, Current sensor manufacturer : NULL, Current sensor model # : NULL, Other major component manufacturer : NULL, Other major component model # : NULL, Other major component manufacturer : Shenzhen Growatt New Energy Technology Co Ltd, Other major component model # : Shinelink, Battery Brand : Growatt, SystemId : NULL
Date Added : 02-Nov-20, Reference # : HBS1917, HBS designation : Growatt GBLI 6532 (1 off) w/ Growatt SPH5000 inverter, Shinelink, Eastron SDM-120 CT-40mA meter, Inverter Capacity (Var) : 4999, Useable capacity (kWh) : 6, BESS manufacturer : NULL, BESS Model # : NULL, Battery System (BS) Manufacturer : Growatt, Battery System (BS) Model # : GBLI 6532, Number of BESS/BS in system : 1, Inverter manufacturer : Shenzhen Growatt New Energy Technology Co Ltd, Inverter model # : Growatt SPH5000 inverter, Smart controller/meter manufacturer : Eastron, Smart controller/meter model # : SDM-120 CT-40mA, Current sensor manufacturer : NULL, Current sensor model # : NULL, Other major component manufacturer : NULL, Other major component model # : NULL, Other major component manufacturer : Shenzhen Growatt New Energy Technology Co Ltd, Other major component model # : Shinelink, Battery Brand : Growatt, SystemId : NULL
Date Added : 02-Nov-20, Reference # : HBS1918, HBS designation : Growatt GBLI 6532 (1 off) w/ Growatt SPA 3000TL BL inverter, Shinelink, Eastron SDM-120 CT-40mA meter, Inverter Capacity (Var) : 3000, Useable capacity (kWh) : 6, BESS manufacturer : NULL, BESS Model # : NULL, Battery System (BS) Manufacturer : Growatt, Battery System (BS) Model # : GBLI 6532, Number of BESS/BS in system : 1, Inverter manufacturer : Shenzhen Growatt New Energy Technology Co Ltd, Inverter model # : Growatt SPA 3000TL BL inverter, Smart controller/meter manufacturer : Eastron, Smart controller/meter model # : SDM-120 CT-40mA, Current sensor manufacturer : NULL, Current sensor model # : NULL, Other major component manufacturer : NULL, Other major component model # : NULL, Other major component manufacturer : Shenzhen Growatt New Energy Technology Co Ltd, Other major component model # : Shinelink, Battery Brand : Growatt, SystemId : NULL
Date Added : 02-Nov-20, Reference # : HBS1919, HBS designation : Growatt GBLI 6532 (2 off) w/ Growatt SPH6000 inverter, Shinelink, Eastron SDM-120 CT-40mA meter, Inverter Capacity (Var) : 6000, Useable capacity (kWh) : 12, BESS manufacturer : NULL, BESS Model # : NULL, Battery System (BS) Manufacturer : Growatt, Battery System (BS) Model # : GBLI 6532, Number of BESS/BS in system : 2, Inverter manufacturer : Shenzhen Growatt New Energy Technology Co Ltd, Inverter model # : Growatt SPH6000 inverter, Smart controller/meter manufacturer : Eastron, Smart controller/meter model # : SDM-120 CT-40mA, Current sensor manufacturer : NULL, Current sensor model # : NULL, Other major component manufacturer : NULL, Other major component model # : NULL, Other major component manufacturer : Shenzhen Growatt New Energy Technology Co Ltd, Other major component model # : Shinelink, Battery Brand : Growatt, SystemId : NULL
Date Added : 02-Nov-20, Reference # : HBS1920, HBS designation : Growatt GBLI 6532 (1 off) w/ Growatt SPH6000 inverter, Shinelink, Eastron SDM-120 CT-40mA meter, Inverter Capacity (Var) : 6000, Useable capacity (kWh) : 6, BESS manufacturer : NULL, BESS Model # : NULL, Battery System (BS) Manufacturer : Growatt, Battery System (BS) Model # : GBLI 6532, Number of BESS/BS in system : 1, Inverter manufacturer : Shenzhen Growatt New Energy Technology Co Ltd, Inverter model # : Growatt SPH6000 inverter, Smart controller/meter manufacturer : Eastron, Smart controller/meter model # : SDM-120 CT-40mA, Current sensor manufacturer : NULL, Current sensor model # : NULL, Other major component manufacturer : NULL, Other major component model # : NULL, Other major component manufacturer : Shenzhen Growatt New Energy Technology Co Ltd, Other major component model # : Shinelink, Battery Brand : Growatt, SystemId : NULL
Date Added : 02-Nov-20, Reference # : HBS1921, HBS designation : Growatt GBLI 6532 (1 off) w/ Growatt SPH5000 inverter, Shinelink, Eastron SDM-630 MCT-40mA meter, Inverter Capacity (Var) : 4999, Useable capacity (kWh) : 6, BESS manufacturer : NULL, BESS Model # : NULL, Battery System (BS) Manufacturer : Growatt, Battery System (BS) Model # : GBLI 6532, Number of BESS/BS in system : 1, Inverter manufacturer : Shenzhen Growatt New Energy Technology Co Ltd, Inverter model # : Growatt SPH5000 inverter, Smart controller/meter manufacturer : Eastron, Smart controller/meter model # : SDM-630 MCT-40mA, Current sensor manufacturer : NULL, Current sensor model # : NULL, Other major component manufacturer : NULL, Other major component model # : NULL, Other major component manufacturer : Shenzhen Growatt New Energy Technology Co Ltd, Other major component model # : Shinelink, Battery Brand : Growatt, SystemId : NULL
Date Added : 02-Nov-20, Reference # : HBS1922, HBS designation : Growatt GBLI 6532 (2 off) w/ Growatt SPH5000 inverter, Shinelink, Eastron SDM-630 MCT-40mA meter, Inverter Capacity (Var) : 4999, Useable capacity (kWh) : 12, BESS manufacturer : NULL, BESS Model # : NULL, Battery System (BS) Manufacturer : Growatt, Battery System (BS) Model # : GBLI 6532, Number of BESS/BS in system : 2, Inverter manufacturer : Shenzhen Growatt New Energy Technology Co Ltd, Inverter model # : Growatt SPH5000 inverter, Smart controller/meter manufacturer : Eastron, Smart controller/meter model # : SDM-630 MCT-40mA, Current sensor manufacturer : NULL, Current sensor model # : NULL, Other major component manufacturer : NULL, Other major component model # : NULL, Other major component manufacturer : Shenzhen Growatt New Energy Technology Co Ltd, Other major component model # : Shinelink, Battery Brand : Growatt, SystemId : NULL
Date Added : 02-Nov-20, Reference # : HBS1923, HBS designation : Growatt GBLI 6532 (1 off) w/ Growatt SPH6000 inverter, Shinelink, Eastron SDM-630 MCT-40mA meter, Inverter Capacity (Var) : 6000, Useable capacity (kWh) : 6, BESS manufacturer : NULL, BESS Model # : NULL, Battery System (BS) Manufacturer : Growatt, Battery System (BS) Model # : GBLI 6532, Number of BESS/BS in system : 1, Inverter manufacturer : Shenzhen Growatt New Energy Technology Co Ltd, Inverter model # : Growatt SPH6000 inverter, Smart controller/meter manufacturer : Eastron, Smart controller/meter model # : SDM-630 MCT-40mA, Current sensor manufacturer : NULL, Current sensor model # : NULL, Other major component manufacturer : NULL, Other major component model # : NULL, Other major component manufacturer : Shenzhen Growatt New Energy Technology Co Ltd, Other major component model # : Shinelink, Battery Brand : Growatt, SystemId : NULL
Date Added : 02-Nov-20, Reference # : HBS1924, HBS designation : Growatt GBLI 6532 (2 off) w/ Growatt SPH6000 inverter, Shinelink, Eastron SDM-630 MCT-40mA meter, Inverter Capacity (Var) : 6000, Useable capacity (kWh) : 12, BESS manufacturer : NULL, BESS Model # : NULL, Battery System (BS) Manufacturer : Growatt, Battery System (BS) Model # : GBLI 6532, Number of BESS/BS in system : 2, Inverter manufacturer : Shenzhen Growatt New Energy Technology Co Ltd, Inverter model # : Growatt SPH6000 inverter, Smart controller/meter manufacturer : Eastron, Smart controller/meter model # : SDM-630 MCT-40mA, Current sensor manufacturer : NULL, Current sensor model # : NULL, Other major component manufacturer : NULL, Other major component model # : NULL, Other major component manufacturer : Shenzhen Growatt New Energy Technology Co Ltd, Other major component model # : Shinelink, Battery Brand : Growatt, SystemId : NULL
Date Added : 02-Nov-20, Reference # : HBS1925, HBS designation : Growatt GBLI 6532 (1 off) w/ Growatt SPA 3000TL BL inverter, Shinelink, Eastron SDM-630 MCT-40mA meter, Inverter Capacity (Var) : 3000, Useable capacity (kWh) : 6, BESS manufacturer : NULL, BESS Model # : NULL, Battery System (BS) Manufacturer : Growatt, Battery System (BS) Model # : GBLI 6532, Number of BESS/BS in system : 1, Inverter manufacturer : Shenzhen Growatt New Energy Technology Co Ltd, Inverter model # : Growatt SPA 3000TL BL inverter, Smart controller/meter manufacturer : Eastron, Smart controller/meter model # : SDM-630 MCT-40mA, Current sensor manufacturer : NULL, Current sensor model # : NULL, Other major component manufacturer : NULL, Other major component model # : NULL, Other major component manufacturer : Shenzhen Growatt New Energy Technology Co Ltd, Other major component model # : Shinelink, Battery Brand : Growatt, SystemId : NULL
Date Added : 02-Nov-20, Reference # : HBS1926, HBS designation : Growatt GBLI 6532 (2 off) w/ Growatt SPA 3000TL BL inverter, Shinelink, Eastron SDM-630 MCT-40mA meter, Inverter Capacity (Var) : 3000, Useable capacity (kWh) : 12, BESS manufacturer : NULL, BESS Model # : NULL, Battery System (BS) Manufacturer : Growatt, Battery System (BS) Model # : GBLI 6532, Number of BESS/BS in system : 2, Inverter manufacturer : Shenzhen Growatt New Energy Technology Co Ltd, Inverter model # : Growatt SPA 3000TL BL inverter, Smart controller/meter manufacturer : Eastron, Smart controller/meter model # : SDM-630 MCT-40mA, Current sensor manufacturer : NULL, Current sensor model # : NULL, Other major component manufacturer : NULL, Other major component model # : NULL, Other major component manufacturer : Shenzhen Growatt New Energy Technology Co Ltd, Other major component model # : Shinelink, Battery Brand : Growatt, SystemId : NULL
Date Added : 02-Nov-20, Reference # : HBS1929, HBS designation : BYD Battery-Box Premium HVS 5.1/5.12kWh (1 off) w/ Fronius Primo GEN24 3.0 Plus inverter, SwitchDin 'smart controller', Inverter Capacity (Var) : NULL, Useable capacity (kWh) : 5.1, BESS manufacturer : NULL, BESS Model # : NULL, Battery System (BS) Manufacturer : BYD, Battery System (BS) Model # : Battery-Box Premium HVS 5.1/5.12kWh, Number of BESS/BS in system : 1, Inverter manufacturer : Fronius, Inverter model # : Primo GEN24 3.0 Plus, Smart controller/meter manufacturer : SwitchDin, Smart controller/meter model # : Droplet, Current sensor manufacturer : NULL, Current sensor model # : NULL, Other major component manufacturer : NULL, Other major component model # : NULL, Other major component manufacturer : NULL, Other major component model # : NULL, Battery Brand : BYD, SystemId : NULL
Date Added : 02-Nov-20, Reference # : HBS1930, HBS designation : BYD Battery-Box Premium HVS 7.7/7.68kWh (1 off) w/ Fronius Primo GEN24 3.0 Plus inverter, SwitchDin 'smart controller', Inverter Capacity (Var) : NULL, Useable capacity (kWh) : 7.7, BESS manufacturer : NULL, BESS Model # : NULL, Battery System (BS) Manufacturer : BYD, Battery System (BS) Model # : Battery-Box Premium HVS 7.7/7.68kWh, Number of BESS/BS in system : 1, Inverter manufacturer : Fronius, Inverter model # : Primo GEN24 3.0 Plus, Smart controller/meter manufacturer : SwitchDin, Smart controller/meter model # : Droplet, Current sensor manufacturer : NULL, Current sensor model # : NULL, Other major component manufacturer : NULL, Other major component model # : NULL, Other major component manufacturer : NULL, Other major component model # : NULL, Battery Brand : BYD, SystemId : NULL
Date Added : 02-Nov-20, Reference # : HBS1931, HBS designation : BYD Battery-Box Premium HVS 5.1/5.12kWh (2 off) w/ Fronius Primo GEN24 3.0 Plus inverter, SwitchDin 'smart controller', Inverter Capacity (Var) : NULL, Useable capacity (kWh) : 10.2, BESS manufacturer : NULL, BESS Model # : NULL, Battery System (BS) Manufacturer : BYD, Battery System (BS) Model # : Battery-Box Premium HVS 5.1/5.12kWh, Number of BESS/BS in system : 2, Inverter manufacturer : Fronius, Inverter model # : Primo GEN24 3.0 Plus, Smart controller/meter manufacturer : SwitchDin, Smart controller/meter model # : Droplet, Current sensor manufacturer : NULL, Current sensor model # : NULL, Other major component manufacturer : NULL, Other major component model # : NULL, Other major component manufacturer : NULL, Other major component model # : NULL, Battery Brand : BYD, SystemId : NULL
Date Added : 02-Nov-20, Reference # : HBS1932, HBS designation : BYD Battery-Box Premium HVS 7.7/7.68kWh (2 off) w/ Fronius Primo GEN24 3.0 Plus inverter, SwitchDin 'smart controller', Inverter Capacity (Var) : NULL, Useable capacity (kWh) : 15.4, BESS manufacturer : NULL, BESS Model # : NULL, Battery System (BS) Manufacturer : BYD, Battery System (BS) Model # : Battery-Box Premium HVS 7.7/7.68kWh, Number of BESS/BS in system : 2, Inverter manufacturer : Fronius, Inverter model # : Primo GEN24 3.0 Plus, Smart controller/meter manufacturer : SwitchDin, Smart controller/meter model # : Droplet, Current sensor manufacturer : NULL, Current sensor model # : NULL, Other major component manufacturer : NULL, Other major component model # : NULL, Other major component manufacturer : NULL, Other major component model # : NULL, Battery Brand : BYD, SystemId : NULL
Date Added : 02-Nov-20, Reference # : HBS1933, HBS designation : BYD Battery-Box Premium HVS 5.1/5.12kWh (3 off) w/ Fronius Primo GEN24 3.0 Plus inverter, SwitchDin 'smart controller', Inverter Capacity (Var) : NULL, Useable capacity (kWh) : 15.3, BESS manufacturer : NULL, BESS Model # : NULL, Battery System (BS) Manufacturer : BYD, Battery System (BS) Model # : Battery-Box Premium HVS 5.1/5.12kWh, Number of BESS/BS in system : 3, Inverter manufacturer : Fronius, Inverter model # : Primo GEN24 3.0 Plus, Smart controller/meter manufacturer : SwitchDin, Smart controller/meter model # : Droplet, Current sensor manufacturer : NULL, Current sensor model # : NULL, Other major component manufacturer : NULL, Other major component model # : NULL, Other major component manufacturer : NULL, Other major component model # : NULL, Battery Brand : BYD, SystemId : NULL
Date Added : 02-Nov-20, Reference # : HBS1934, HBS designation : BYD Battery-Box Premium HVS 7.7/7.68kWh (3 off) w/ Fronius Primo GEN24 3.0 Plus inverter, SwitchDin 'smart controller', Inverter Capacity (Var) : NULL, Useable capacity (kWh) : 23.1, BESS manufacturer : NULL, BESS Model # : NULL, Battery System (BS) Manufacturer : BYD, Battery System (BS) Model # : Battery-Box Premium HVS 7.7/7.68kWh, Number of BESS/BS in system : 3, Inverter manufacturer : Fronius, Inverter model # : Primo GEN24 3.0 Plus, Smart controller/meter manufacturer : SwitchDin, Smart controller/meter model # : Droplet, Current sensor manufacturer : NULL, Current sensor model # : NULL, Other major component manufacturer : NULL, Other major component model # : NULL, Other major component manufacturer : NULL, Other major component model # : NULL, Battery Brand : BYD, SystemId : NULL
Date Added : 02-Nov-20, Reference # : HBS1936, HBS designation : BYD Battery-Box Premium HVM 11.0/11.04kWh (1 off) w/ Fronius Primo GEN24 3.0 Plus inverter, SwitchDin 'smart controller', Inverter Capacity (Var) : NULL, Useable capacity (kWh) : 11, BESS manufacturer : NULL, BESS Model # : NULL, Battery System (BS) Manufacturer : BYD, Battery System (BS) Model # : Battery-Box Premium HVM 11.0/11.04kWh, Number of BESS/BS in system : 1, Inverter manufacturer : Fronius, Inverter model # : Primo GEN24 3.0 Plus, Smart controller/meter manufacturer : SwitchDin, Smart controller/meter model # : Droplet, Current sensor manufacturer : NULL, Current sensor model # : NULL, Other major component manufacturer : NULL, Other major component model # : NULL, Other major component manufacturer : NULL, Other major component model # : NULL, Battery Brand : BYD, SystemId : NULL
Date Added : 02-Nov-20, Reference # : HBS1937, HBS designation : BYD Battery-Box Premium HVM 13.8/13.8kWh (1 off) w/ Fronius Primo GEN24 3.0 Plus inverter, SwitchDin 'smart controller', Inverter Capacity (Var) : NULL, Useable capacity (kWh) : 13.8, BESS manufacturer : NULL, BESS Model # : NULL, Battery System (BS) Manufacturer : BYD, Battery System (BS) Model # : Battery-Box Premium HVM 13.8/13.8kWh, Number of BESS/BS in system : 1, Inverter manufacturer : Fronius, Inverter model # : Primo GEN24 3.0 Plus, Smart controller/meter manufacturer : SwitchDin, Smart controller/meter model # : Droplet, Current sensor manufacturer : NULL, Current sensor model # : NULL, Other major component manufacturer : NULL, Other major component model # : NULL, Other major component manufacturer : NULL, Other major component model # : NULL, Battery Brand : BYD, SystemId : NULL
Date Added : 02-Nov-20, Reference # : HBS1938, HBS designation : BYD Battery-Box Premium HVM 16.6/16.54kWh (1 off) w/ Fronius Primo GEN24 3.0 Plus inverter, SwitchDin 'smart controller', Inverter Capacity (Var) : NULL, Useable capacity (kWh) : 16.6, BESS manufacturer : NULL, BESS Model # : NULL, Battery System (BS) Manufacturer : BYD, Battery System (BS) Model # : Battery-Box Premium HVM 16.6/16.54kWh, Number of BESS/BS in system : 1, Inverter manufacturer : Fronius, Inverter model # : Primo GEN24 3.0 Plus, Smart controller/meter manufacturer : SwitchDin, Smart controller/meter model # : Droplet, Current sensor manufacturer : NULL, Current sensor model # : NULL, Other major component manufacturer : NULL, Other major component model # : NULL, Other major component manufacturer : NULL, Other major component model # : NULL, Battery Brand : BYD, SystemId : NULL
Date Added : 02-Nov-20, Reference # : HBS1939, HBS designation : BYD Battery-Box Premium HVM 19.3/19.32kWh (1 off) w/ Fronius Primo GEN24 3.0 Plus inverter, SwitchDin 'smart controller', Inverter Capacity (Var) : NULL, Useable capacity (kWh) : 19.3, BESS manufacturer : NULL, BESS Model # : NULL, Battery System (BS) Manufacturer : BYD, Battery System (BS) Model # : Battery-Box Premium HVM 19.3/19.32kWh, Number of BESS/BS in system : 1, Inverter manufacturer : Fronius, Inverter model # : Primo GEN24 3.0 Plus, Smart controller/meter manufacturer : SwitchDin, Smart controller/meter model # : Droplet, Current sensor manufacturer : NULL, Current sensor model # : NULL, Other major component manufacturer : NULL, Other major component model # : NULL, Other major component manufacturer : NULL, Other major component model # : NULL, Battery Brand : BYD, SystemId : NULL
Date Added : 02-Nov-20, Reference # : HBS1941, HBS designation : BYD Battery-Box Premium HVM 11.0/11.04kWh (2 off) w/ Fronius Primo GEN24 3.0 Plus inverter, SwitchDin 'smart controller', Inverter Capacity (Var) : NULL, Useable capacity (kWh) : 22, BESS manufacturer : NULL, BESS Model # : NULL, Battery System (BS) Manufacturer : BYD, Battery System (BS) Model # : Battery-Box Premium HVM 11.0/11.04kWh, Number of BESS/BS in system : 2, Inverter manufacturer : Fronius, Inverter model # : Primo GEN24 3.0 Plus, Smart controller/meter manufacturer : SwitchDin, Smart controller/meter model # : Droplet, Current sensor manufacturer : NULL, Current sensor model # : NULL, Other major component manufacturer : NULL, Other major component model # : NULL, Other major component manufacturer : NULL, Other major component model # : NULL, Battery Brand : BYD, SystemId : NULL
Date Added : 02-Nov-20, Reference # : HBS1942, HBS designation : BYD Battery-Box Premium HVM 13.8/13.8kWh (2 off) w/ Fronius Primo GEN24 3.0 Plus inverter, SwitchDin 'smart controller', Inverter Capacity (Var) : NULL, Useable capacity (kWh) : 27.6, BESS manufacturer : NULL, BESS Model # : NULL, Battery System (BS) Manufacturer : BYD, Battery System (BS) Model # : Battery-Box Premium HVM 13.8/13.8kWh, Number of BESS/BS in system : 2, Inverter manufacturer : Fronius, Inverter model # : Primo GEN24 3.0 Plus, Smart controller/meter manufacturer : SwitchDin, Smart controller/meter model # : Droplet, Current sensor manufacturer : NULL, Current sensor model # : NULL, Other major component manufacturer : NULL, Other major component model # : NULL, Other major component manufacturer : NULL, Other major component model # : NULL, Battery Brand : BYD, SystemId : NULL
Date Added : 02-Nov-20, Reference # : HBS1943, HBS designation : BYD Battery-Box Premium HVM 16.6/16.54kWh (2 off) w/ Fronius Primo GEN24 3.0 Plus inverter, SwitchDin 'smart controller', Inverter Capacity (Var) : NULL, Useable capacity (kWh) : 33.2, BESS manufacturer : NULL, BESS Model # : NULL, Battery System (BS) Manufacturer : BYD, Battery System (BS) Model # : Battery-Box Premium HVM 16.6/16.54kWh, Number of BESS/BS in system : 2, Inverter manufacturer : Fronius, Inverter model # : Primo GEN24 3.0 Plus, Smart controller/meter manufacturer : SwitchDin, Smart controller/meter model # : Droplet, Current sensor manufacturer : NULL, Current sensor model # : NULL, Other major component manufacturer : NULL, Other major component model # : NULL, Other major component manufacturer : NULL, Other major component model # : NULL, Battery Brand : BYD, SystemId : NULL
Date Added : 02-Nov-20, Reference # : HBS1944, HBS designation : BYD Battery-Box Premium HVM 19.3/19.32kWh (2 off) w/ Fronius Primo GEN24 3.0 Plus inverter, SwitchDin 'smart controller', Inverter Capacity (Var) : NULL, Useable capacity (kWh) : 38.6, BESS manufacturer : NULL, BESS Model # : NULL, Battery System (BS) Manufacturer : BYD, Battery System (BS) Model # : Battery-Box Premium HVM 19.3/19.32kWh, Number of BESS/BS in system : 2, Inverter manufacturer : Fronius, Inverter model # : Primo GEN24 3.0 Plus, Smart controller/meter manufacturer : SwitchDin, Smart controller/meter model # : Droplet, Current sensor manufacturer : NULL, Current sensor model # : NULL, Other major component manufacturer : NULL, Other major component model # : NULL, Other major component manufacturer : NULL, Other major component model # : NULL, Battery Brand : BYD, SystemId : NULL
Date Added : 02-Nov-20, Reference # : HBS1946, HBS designation : BYD Battery-Box Premium HVM 11.0/11.04kWh (3 off) w/ Fronius Primo GEN24 3.0 Plus inverter, SwitchDin 'smart controller', Inverter Capacity (Var) : NULL, Useable capacity (kWh) : 33, BESS manufacturer : NULL, BESS Model # : NULL, Battery System (BS) Manufacturer : BYD, Battery System (BS) Model # : Battery-Box Premium HVM 11.0/11.04kWh, Number of BESS/BS in system : 3, Inverter manufacturer : Fronius, Inverter model # : Primo GEN24 3.0 Plus, Smart controller/meter manufacturer : SwitchDin, Smart controller/meter model # : Droplet, Current sensor manufacturer : NULL, Current sensor model # : NULL, Other major component manufacturer : NULL, Other major component model # : NULL, Other major component manufacturer : NULL, Other major component model # : NULL, Battery Brand : BYD, SystemId : NULL
Date Added : 02-Nov-20, Reference # : HBS1947, HBS designation : BYD Battery-Box Premium HVM 13.8/13.8kWh (3 off) w/ Fronius Primo GEN24 3.0 Plus inverter, SwitchDin 'smart controller', Inverter Capacity (Var) : NULL, Useable capacity (kWh) : 41.4, BESS manufacturer : NULL, BESS Model # : NULL, Battery System (BS) Manufacturer : BYD, Battery System (BS) Model # : Battery-Box Premium HVM 13.8/13.8kWh, Number of BESS/BS in system : 3, Inverter manufacturer : Fronius, Inverter model # : Primo GEN24 3.0 Plus, Smart controller/meter manufacturer : SwitchDin, Smart controller/meter model # : Droplet, Current sensor manufacturer : NULL, Current sensor model # : NULL, Other major component manufacturer : NULL, Other major component model # : NULL, Other major component manufacturer : NULL, Other major component model # : NULL, Battery Brand : BYD, SystemId : NULL
Date Added : 02-Nov-20, Reference # : HBS1948, HBS designation : BYD Battery-Box Premium HVM 16.6/16.54kWh (3 off) w/ Fronius Primo GEN24 3.0 Plus inverter, SwitchDin 'smart controller', Inverter Capacity (Var) : NULL, Useable capacity (kWh) : 49.8, BESS manufacturer : NULL, BESS Model # : NULL, Battery System (BS) Manufacturer : BYD, Battery System (BS) Model # : Battery-Box Premium HVM 16.6/16.54kWh, Number of BESS/BS in system : 3, Inverter manufacturer : Fronius, Inverter model # : Primo GEN24 3.0 Plus, Smart controller/meter manufacturer : SwitchDin, Smart controller/meter model # : Droplet, Current sensor manufacturer : NULL, Current sensor model # : NULL, Other major component manufacturer : NULL, Other major component model # : NULL, Other major component manufacturer : NULL, Other major component model # : NULL, Battery Brand : BYD, SystemId : NULL
Date Added : 02-Nov-20, Reference # : HBS1949, HBS designation : BYD Battery-Box Premium HVM 19.3/19.32kWh (3 off) w/ Fronius Primo GEN24 3.0 Plus inverter, SwitchDin 'smart controller', Inverter Capacity (Var) : NULL, Useable capacity (kWh) : 57.9, BESS manufacturer : NULL, BESS Model # : NULL, Battery System (BS) Manufacturer : BYD, Battery System (BS) Model # : Battery-Box Premium HVM 19.3/19.32kWh, Number of BESS/BS in system : 3, Inverter manufacturer : Fronius, Inverter model # : Primo GEN24 3.0 Plus, Smart controller/meter manufacturer : SwitchDin, Smart controller/meter model # : Droplet, Current sensor manufacturer : NULL, Current sensor model # : NULL, Other major component manufacturer : NULL, Other major component model # : NULL, Other major component manufacturer : NULL, Other major component model # : NULL, Battery Brand : BYD, SystemId : NULL
Date Added : 02-Nov-20, Reference # : HBS1950, HBS designation : BYD Battery-Box Premium HVS 5.1/5.12kWh (1 off) w/ Fronius Primo GEN24 3.6 Plus inverter, SwitchDin 'smart controller', Inverter Capacity (Var) : NULL, Useable capacity (kWh) : 5.1, BESS manufacturer : NULL, BESS Model # : NULL, Battery System (BS) Manufacturer : BYD, Battery System (BS) Model # : Battery-Box Premium HVS 5.1/5.12kWh, Number of BESS/BS in system : 1, Inverter manufacturer : Fronius, Inverter model # : Primo GEN24 3.6 Plus, Smart controller/meter manufacturer : SwitchDin, Smart controller/meter model # : Droplet, Current sensor manufacturer : NULL, Current sensor model # : NULL, Other major component manufacturer : NULL, Other major component model # : NULL, Other major component manufacturer : NULL, Other major component model # : NULL, Battery Brand : BYD, SystemId : NULL
Date Added : 02-Nov-20, Reference # : HBS1951, HBS designation : BYD Battery-Box Premium HVS 7.7/7.68kWh (1 off) w/ Fronius Primo GEN24 3.6 Plus inverter, SwitchDin 'smart controller', Inverter Capacity (Var) : NULL, Useable capacity (kWh) : 7.7, BESS manufacturer : NULL, BESS Model # : NULL, Battery System (BS) Manufacturer : BYD, Battery System (BS) Model # : Battery-Box Premium HVS 7.7/7.68kWh, Number of BESS/BS in system : 1, Inverter manufacturer : Fronius, Inverter model # : Primo GEN24 3.6 Plus, Smart controller/meter manufacturer : SwitchDin, Smart controller/meter model # : Droplet, Current sensor manufacturer : NULL, Current sensor model # : NULL, Other major component manufacturer : NULL, Other major component model # : NULL, Other major component manufacturer : NULL, Other major component model # : NULL, Battery Brand : BYD, SystemId : NULL
Date Added : 02-Nov-20, Reference # : HBS1952, HBS designation : BYD Battery-Box Premium HVS 5.1/5.12kWh (2 off) w/ Fronius Primo GEN24 3.6 Plus inverter, SwitchDin 'smart controller', Inverter Capacity (Var) : NULL, Useable capacity (kWh) : 10.2, BESS manufacturer : NULL, BESS Model # : NULL, Battery System (BS) Manufacturer : BYD, Battery System (BS) Model # : Battery-Box Premium HVS 5.1/5.12kWh, Number of BESS/BS in system : 2, Inverter manufacturer : Fronius, Inverter model # : Primo GEN24 3.6 Plus, Smart controller/meter manufacturer : SwitchDin, Smart controller/meter model # : Droplet, Current sensor manufacturer : NULL, Current sensor model # : NULL, Other major component manufacturer : NULL, Other major component model # : NULL, Other major component manufacturer : NULL, Other major component model # : NULL, Battery Brand : BYD, SystemId : NULL
Date Added : 02-Nov-20, Reference # : HBS1953, HBS designation : BYD Battery-Box Premium HVS 7.7/7.68kWh (2 off) w/ Fronius Primo GEN24 3.6 Plus inverter, SwitchDin 'smart controller', Inverter Capacity (Var) : NULL, Useable capacity (kWh) : 15.4, BESS manufacturer : NULL, BESS Model # : NULL, Battery System (BS) Manufacturer : BYD, Battery System (BS) Model # : Battery-Box Premium HVS 7.7/7.68kWh, Number of BESS/BS in system : 2, Inverter manufacturer : Fronius, Inverter model # : Primo GEN24 3.6 Plus, Smart controller/meter manufacturer : SwitchDin, Smart controller/meter model # : Droplet, Current sensor manufacturer : NULL, Current sensor model # : NULL, Other major component manufacturer : NULL, Other major component model # : NULL, Other major component manufacturer : NULL, Other major component model # : NULL, Battery Brand : BYD, SystemId : NULL
Date Added : 02-Nov-20, Reference # : HBS1954, HBS designation : BYD Battery-Box Premium HVS 5.1/5.12kWh (3 off) w/ Fronius Primo GEN24 3.6 Plus inverter, SwitchDin 'smart controller', Inverter Capacity (Var) : NULL, Useable capacity (kWh) : 15.3, BESS manufacturer : NULL, BESS Model # : NULL, Battery System (BS) Manufacturer : BYD, Battery System (BS) Model # : Battery-Box Premium HVS 5.1/5.12kWh, Number of BESS/BS in system : 3, Inverter manufacturer : Fronius, Inverter model # : Primo GEN24 3.6 Plus, Smart controller/meter manufacturer : SwitchDin, Smart controller/meter model # : Droplet, Current sensor manufacturer : NULL, Current sensor model # : NULL, Other major component manufacturer : NULL, Other major component model # : NULL, Other major component manufacturer : NULL, Other major component model # : NULL, Battery Brand : BYD, SystemId : NULL
Date Added : 02-Nov-20, Reference # : HBS1955, HBS designation : BYD Battery-Box Premium HVS 7.7/7.68kWh (3 off) w/ Fronius Primo GEN24 3.6 Plus inverter, SwitchDin 'smart controller', Inverter Capacity (Var) : NULL, Useable capacity (kWh) : 23.1, BESS manufacturer : NULL, BESS Model # : NULL, Battery System (BS) Manufacturer : BYD, Battery System (BS) Model # : Battery-Box Premium HVS 7.7/7.68kWh, Number of BESS/BS in system : 3, Inverter manufacturer : Fronius, Inverter model # : Primo GEN24 3.6 Plus, Smart controller/meter manufacturer : SwitchDin, Smart controller/meter model # : Droplet, Current sensor manufacturer : NULL, Current sensor model # : NULL, Other major component manufacturer : NULL, Other major component model # : NULL, Other major component manufacturer : NULL, Other major component model # : NULL, Battery Brand : BYD, SystemId : NULL
Date Added : 02-Nov-20, Reference # : HBS1957, HBS designation : BYD Battery-Box Premium HVM 11.0/11.04kWh (1 off) w/ Fronius Primo GEN24 3.6 Plus inverter, SwitchDin 'smart controller', Inverter Capacity (Var) : NULL, Useable capacity (kWh) : 11, BESS manufacturer : NULL, BESS Model # : NULL, Battery System (BS) Manufacturer : BYD, Battery System (BS) Model # : Battery-Box Premium HVM 11.0/11.04kWh, Number of BESS/BS in system : 1, Inverter manufacturer : Fronius, Inverter model # : Primo GEN24 3.6 Plus, Smart controller/meter manufacturer : SwitchDin, Smart controller/meter model # : Droplet, Current sensor manufacturer : NULL, Current sensor model # : NULL, Other major component manufacturer : NULL, Other major component model # : NULL, Other major component manufacturer : NULL, Other major component model # : NULL, Battery Brand : BYD, SystemId : NULL
Date Added : 02-Nov-20, Reference # : HBS1958, HBS designation : BYD Battery-Box Premium HVM 13.8/13.8kWh (1 off) w/ Fronius Primo GEN24 3.6 Plus inverter, SwitchDin 'smart controller', Inverter Capacity (Var) : NULL, Useable capacity (kWh) : 13.8, BESS manufacturer : NULL, BESS Model # : NULL, Battery System (BS) Manufacturer : BYD, Battery System (BS) Model # : Battery-Box Premium HVM 13.8/13.8kWh, Number of BESS/BS in system : 1, Inverter manufacturer : Fronius, Inverter model # : Primo GEN24 3.6 Plus, Smart controller/meter manufacturer : SwitchDin, Smart controller/meter model # : Droplet, Current sensor manufacturer : NULL, Current sensor model # : NULL, Other major component manufacturer : NULL, Other major component model # : NULL, Other major component manufacturer : NULL, Other major component model # : NULL, Battery Brand : BYD, SystemId : NULL
Date Added : 02-Nov-20, Reference # : HBS1959, HBS designation : BYD Battery-Box Premium HVM 16.6/16.54kWh (1 off) w/ Fronius Primo GEN24 3.6 Plus inverter, SwitchDin 'smart controller', Inverter Capacity (Var) : NULL, Useable capacity (kWh) : 16.6, BESS manufacturer : NULL, BESS Model # : NULL, Battery System (BS) Manufacturer : BYD, Battery System (BS) Model # : Battery-Box Premium HVM 16.6/16.54kWh, Number of BESS/BS in system : 1, Inverter manufacturer : Fronius, Inverter model # : Primo GEN24 3.6 Plus, Smart controller/meter manufacturer : SwitchDin, Smart controller/meter model # : Droplet, Current sensor manufacturer : NULL, Current sensor model # : NULL, Other major component manufacturer : NULL, Other major component model # : NULL, Other major component manufacturer : NULL, Other major component model # : NULL, Battery Brand : BYD, SystemId : NULL
Date Added : 02-Nov-20, Reference # : HBS1960, HBS designation : BYD Battery-Box Premium HVM 19.3/19.32kWh (1 off) w/ Fronius Primo GEN24 3.6 Plus inverter, SwitchDin 'smart controller', Inverter Capacity (Var) : NULL, Useable capacity (kWh) : 19.3, BESS manufacturer : NULL, BESS Model # : NULL, Battery System (BS) Manufacturer : BYD, Battery System (BS) Model # : Battery-Box Premium HVM 19.3/19.32kWh, Number of BESS/BS in system : 1, Inverter manufacturer : Fronius, Inverter model # : Primo GEN24 3.6 Plus, Smart controller/meter manufacturer : SwitchDin, Smart controller/meter model # : Droplet, Current sensor manufacturer : NULL, Current sensor model # : NULL, Other major component manufacturer : NULL, Other major component model # : NULL, Other major component manufacturer : NULL, Other major component model # : NULL, Battery Brand : BYD, SystemId : NULL
Date Added : 02-Nov-20, Reference # : HBS1962, HBS designation : BYD Battery-Box Premium HVM 11.0/11.04kWh (2 off) w/ Fronius Primo GEN24 3.6 Plus inverter, SwitchDin 'smart controller', Inverter Capacity (Var) : NULL, Useable capacity (kWh) : 22, BESS manufacturer : NULL, BESS Model # : NULL, Battery System (BS) Manufacturer : BYD, Battery System (BS) Model # : Battery-Box Premium HVM 11.0/11.04kWh, Number of BESS/BS in system : 2, Inverter manufacturer : Fronius, Inverter model # : Primo GEN24 3.6 Plus, Smart controller/meter manufacturer : SwitchDin, Smart controller/meter model # : Droplet, Current sensor manufacturer : NULL, Current sensor model # : NULL, Other major component manufacturer : NULL, Other major component model # : NULL, Other major component manufacturer : NULL, Other major component model # : NULL, Battery Brand : BYD, SystemId : NULL
Date Added : 02-Nov-20, Reference # : HBS1963, HBS designation : BYD Battery-Box Premium HVM 13.8/13.8kWh (2 off) w/ Fronius Primo GEN24 3.6 Plus inverter, SwitchDin 'smart controller', Inverter Capacity (Var) : NULL, Useable capacity (kWh) : 27.6, BESS manufacturer : NULL, BESS Model # : NULL, Battery System (BS) Manufacturer : BYD, Battery System (BS) Model # : Battery-Box Premium HVM 13.8/13.8kWh, Number of BESS/BS in system : 2, Inverter manufacturer : Fronius, Inverter model # : Primo GEN24 3.6 Plus, Smart controller/meter manufacturer : SwitchDin, Smart controller/meter model # : Droplet, Current sensor manufacturer : NULL, Current sensor model # : NULL, Other major component manufacturer : NULL, Other major component model # : NULL, Other major component manufacturer : NULL, Other major component model # : NULL, Battery Brand : BYD, SystemId : NULL
Date Added : 02-Nov-20, Reference # : HBS1964, HBS designation : BYD Battery-Box Premium HVM 16.6/16.54kWh (2 off) w/ Fronius Primo GEN24 3.6 Plus inverter, SwitchDin 'smart controller', Inverter Capacity (Var) : NULL, Useable capacity (kWh) : 33.2, BESS manufacturer : NULL, BESS Model # : NULL, Battery System (BS) Manufacturer : BYD, Battery System (BS) Model # : Battery-Box Premium HVM 16.6/16.54kWh, Number of BESS/BS in system : 2, Inverter manufacturer : Fronius, Inverter model # : Primo GEN24 3.6 Plus, Smart controller/meter manufacturer : SwitchDin, Smart controller/meter model # : Droplet, Current sensor manufacturer : NULL, Current sensor model # : NULL, Other major component manufacturer : NULL, Other major component model # : NULL, Other major component manufacturer : NULL, Other major component model # : NULL, Battery Brand : BYD, SystemId : NULL
Date Added : 02-Nov-20, Reference # : HBS1965, HBS designation : BYD Battery-Box Premium HVM 19.3/19.32kWh (2 off) w/ Fronius Primo GEN24 3.6 Plus inverter, SwitchDin 'smart controller', Inverter Capacity (Var) : NULL, Useable capacity (kWh) : 38.6, BESS manufacturer : NULL, BESS Model # : NULL, Battery System (BS) Manufacturer : BYD, Battery System (BS) Model # : Battery-Box Premium HVM 19.3/19.32kWh, Number of BESS/BS in system : 2, Inverter manufacturer : Fronius, Inverter model # : Primo GEN24 3.6 Plus, Smart controller/meter manufacturer : SwitchDin, Smart controller/meter model # : Droplet, Current sensor manufacturer : NULL, Current sensor model # : NULL, Other major component manufacturer : NULL, Other major component model # : NULL, Other major component manufacturer : NULL, Other major component model # : NULL, Battery Brand : BYD, SystemId : NULL
Date Added : 02-Nov-20, Reference # : HBS1967, HBS designation : BYD Battery-Box Premium HVM 11.0/11.04kWh (3 off) w/ Fronius Primo GEN24 3.6 Plus inverter, SwitchDin 'smart controller', Inverter Capacity (Var) : NULL, Useable capacity (kWh) : 33, BESS manufacturer : NULL, BESS Model # : NULL, Battery System (BS) Manufacturer : BYD, Battery System (BS) Model # : Battery-Box Premium HVM 11.0/11.04kWh, Number of BESS/BS in system : 3, Inverter manufacturer : Fronius, Inverter model # : Primo GEN24 3.6 Plus, Smart controller/meter manufacturer : SwitchDin, Smart controller/meter model # : Droplet, Current sensor manufacturer : NULL, Current sensor model # : NULL, Other major component manufacturer : NULL, Other major component model # : NULL, Other major component manufacturer : NULL, Other major component model # : NULL, Battery Brand : BYD, SystemId : NULL
Date Added : 02-Nov-20, Reference # : HBS1968, HBS designation : BYD Battery-Box Premium HVM 13.8/13.8kWh (3 off) w/ Fronius Primo GEN24 3.6 Plus inverter, SwitchDin 'smart controller', Inverter Capacity (Var) : NULL, Useable capacity (kWh) : 41.4, BESS manufacturer : NULL, BESS Model # : NULL, Battery System (BS) Manufacturer : BYD, Battery System (BS) Model # : Battery-Box Premium HVM 13.8/13.8kWh, Number of BESS/BS in system : 3, Inverter manufacturer : Fronius, Inverter model # : Primo GEN24 3.6 Plus, Smart controller/meter manufacturer : SwitchDin, Smart controller/meter model # : Droplet, Current sensor manufacturer : NULL, Current sensor model # : NULL, Other major component manufacturer : NULL, Other major component model # : NULL, Other major component manufacturer : NULL, Other major component model # : NULL, Battery Brand : BYD, SystemId : NULL
Date Added : 02-Nov-20, Reference # : HBS1969, HBS designation : BYD Battery-Box Premium HVM 16.6/16.54kWh (3 off) w/ Fronius Primo GEN24 3.6 Plus inverter, SwitchDin 'smart controller', Inverter Capacity (Var) : NULL, Useable capacity (kWh) : 49.8, BESS manufacturer : NULL, BESS Model # : NULL, Battery System (BS) Manufacturer : BYD, Battery System (BS) Model # : Battery-Box Premium HVM 16.6/16.54kWh, Number of BESS/BS in system : 3, Inverter manufacturer : Fronius, Inverter model # : Primo GEN24 3.6 Plus, Smart controller/meter manufacturer : SwitchDin, Smart controller/meter model # : Droplet, Current sensor manufacturer : NULL, Current sensor model # : NULL, Other major component manufacturer : NULL, Other major component model # : NULL, Other major component manufacturer : NULL, Other major component model # : NULL, Battery Brand : BYD, SystemId : NULL
Date Added : 02-Nov-20, Reference # : HBS1970, HBS designation : BYD Battery-Box Premium HVM 19.3/19.32kWh (3 off) w/ Fronius Primo GEN24 3.6 Plus inverter, SwitchDin 'smart controller', Inverter Capacity (Var) : NULL, Useable capacity (kWh) : 57.9, BESS manufacturer : NULL, BESS Model # : NULL, Battery System (BS) Manufacturer : BYD, Battery System (BS) Model # : Battery-Box Premium HVM 19.3/19.32kWh, Number of BESS/BS in system : 3, Inverter manufacturer : Fronius, Inverter model # : Primo GEN24 3.6 Plus, Smart controller/meter manufacturer : SwitchDin, Smart controller/meter model # : Droplet, Current sensor manufacturer : NULL, Current sensor model # : NULL, Other major component manufacturer : NULL, Other major component model # : NULL, Other major component manufacturer : NULL, Other major component model # : NULL, Battery Brand : BYD, SystemId : NULL
Date Added : 02-Nov-20, Reference # : HBS1971, HBS designation : BYD Battery-Box Premium HVS 5.1/5.12kWh (1 off) w/ Fronius Primo GEN24 4.0 Plus inverter, SwitchDin 'smart controller', Inverter Capacity (Var) : NULL, Useable capacity (kWh) : 5.1, BESS manufacturer : NULL, BESS Model # : NULL, Battery System (BS) Manufacturer : BYD, Battery System (BS) Model # : Battery-Box Premium HVS 5.1/5.12kWh, Number of BESS/BS in system : 1, Inverter manufacturer : Fronius, Inverter model # : Primo GEN24 4.0 Plus, Smart controller/meter manufacturer : SwitchDin, Smart controller/meter model # : Droplet, Current sensor manufacturer : NULL, Current sensor model # : NULL, Other major component manufacturer : NULL, Other major component model # : NULL, Other major component manufacturer : NULL, Other major component model # : NULL, Battery Brand : BYD, SystemId : NULL
Date Added : 02-Nov-20, Reference # : HBS1972, HBS designation : BYD Battery-Box Premium HVS 7.7/7.68kWh (1 off) w/ Fronius Primo GEN24 4.0 Plus inverter, SwitchDin 'smart controller', Inverter Capacity (Var) : NULL, Useable capacity (kWh) : 7.7, BESS manufacturer : NULL, BESS Model # : NULL, Battery System (BS) Manufacturer : BYD, Battery System (BS) Model # : Battery-Box Premium HVS 7.7/7.68kWh, Number of BESS/BS in system : 1, Inverter manufacturer : Fronius, Inverter model # : Primo GEN24 4.0 Plus, Smart controller/meter manufacturer : SwitchDin, Smart controller/meter model # : Droplet, Current sensor manufacturer : NULL, Current sensor model # : NULL, Other major component manufacturer : NULL, Other major component model # : NULL, Other major component manufacturer : NULL, Other major component model # : NULL, Battery Brand : BYD, SystemId : NULL
Date Added : 02-Nov-20, Reference # : HBS1973, HBS designation : BYD Battery-Box Premium HVS 5.1/5.12kWh (2 off) w/ Fronius Primo GEN24 4.0 Plus inverter, SwitchDin 'smart controller', Inverter Capacity (Var) : NULL, Useable capacity (kWh) : 10.2, BESS manufacturer : NULL, BESS Model # : NULL, Battery System (BS) Manufacturer : BYD, Battery System (BS) Model # : Battery-Box Premium HVS 5.1/5.12kWh, Number of BESS/BS in system : 2, Inverter manufacturer : Fronius, Inverter model # : Primo GEN24 4.0 Plus, Smart controller/meter manufacturer : SwitchDin, Smart controller/meter model # : Droplet, Current sensor manufacturer : NULL, Current sensor model # : NULL, Other major component manufacturer : NULL, Other major component model # : NULL, Other major component manufacturer : NULL, Other major component model # : NULL, Battery Brand : BYD, SystemId : NULL
Date Added : 02-Nov-20, Reference # : HBS1974, HBS designation : BYD Battery-Box Premium HVS 7.7/7.68kWh (2 off) w/ Fronius Primo GEN24 4.0 Plus inverter, SwitchDin 'smart controller', Inverter Capacity (Var) : NULL, Useable capacity (kWh) : 15.4, BESS manufacturer : NULL, BESS Model # : NULL, Battery System (BS) Manufacturer : BYD, Battery System (BS) Model # : Battery-Box Premium HVS 7.7/7.68kWh, Number of BESS/BS in system : 2, Inverter manufacturer : Fronius, Inverter model # : Primo GEN24 4.0 Plus, Smart controller/meter manufacturer : SwitchDin, Smart controller/meter model # : Droplet, Current sensor manufacturer : NULL, Current sensor model # : NULL, Other major component manufacturer : NULL, Other major component model # : NULL, Other major component manufacturer : NULL, Other major component model # : NULL, Battery Brand : BYD, SystemId : NULL
Date Added : 02-Nov-20, Reference # : HBS1975, HBS designation : BYD Battery-Box Premium HVS 5.1/5.12kWh (3 off) w/ Fronius Primo GEN24 4.0 Plus inverter, SwitchDin 'smart controller', Inverter Capacity (Var) : NULL, Useable capacity (kWh) : 15.3, BESS manufacturer : NULL, BESS Model # : NULL, Battery System (BS) Manufacturer : BYD, Battery System (BS) Model # : Battery-Box Premium HVS 5.1/5.12kWh, Number of BESS/BS in system : 3, Inverter manufacturer : Fronius, Inverter model # : Primo GEN24 4.0 Plus, Smart controller/meter manufacturer : SwitchDin, Smart controller/meter model # : Droplet, Current sensor manufacturer : NULL, Current sensor model # : NULL, Other major component manufacturer : NULL, Other major component model # : NULL, Other major component manufacturer : NULL, Other major component model # : NULL, Battery Brand : BYD, SystemId : NULL
Date Added : 02-Nov-20, Reference # : HBS1976, HBS designation : BYD Battery-Box Premium HVS 7.7/7.68kWh (3 off) w/ Fronius Primo GEN24 4.0 Plus inverter, SwitchDin 'smart controller', Inverter Capacity (Var) : NULL, Useable capacity (kWh) : 23.1, BESS manufacturer : NULL, BESS Model # : NULL, Battery System (BS) Manufacturer : BYD, Battery System (BS) Model # : Battery-Box Premium HVS 7.7/7.68kWh, Number of BESS/BS in system : 3, Inverter manufacturer : Fronius, Inverter model # : Primo GEN24 4.0 Plus, Smart controller/meter manufacturer : SwitchDin, Smart controller/meter model # : Droplet, Current sensor manufacturer : NULL, Current sensor model # : NULL, Other major component manufacturer : NULL, Other major component model # : NULL, Other major component manufacturer : NULL, Other major component model # : NULL, Battery Brand : BYD, SystemId : NULL
Date Added : 02-Nov-20, Reference # : HBS1978, HBS designation : BYD Battery-Box Premium HVM 11.0/11.04kWh (1 off) w/ Fronius Primo GEN24 4.0 Plus inverter, SwitchDin 'smart controller', Inverter Capacity (Var) : NULL, Useable capacity (kWh) : 11, BESS manufacturer : NULL, BESS Model # : NULL, Battery System (BS) Manufacturer : BYD, Battery System (BS) Model # : Battery-Box Premium HVM 11.0/11.04kWh, Number of BESS/BS in system : 1, Inverter manufacturer : Fronius, Inverter model # : Primo GEN24 4.0 Plus, Smart controller/meter manufacturer : SwitchDin, Smart controller/meter model # : Droplet, Current sensor manufacturer : NULL, Current sensor model # : NULL, Other major component manufacturer : NULL, Other major component model # : NULL, Other major component manufacturer : NULL, Other major component model # : NULL, Battery Brand : BYD, SystemId : NULL
Date Added : 02-Nov-20, Reference # : HBS1979, HBS designation : BYD Battery-Box Premium HVM 13.8/13.8kWh (1 off) w/ Fronius Primo GEN24 4.0 Plus inverter, SwitchDin 'smart controller', Inverter Capacity (Var) : NULL, Useable capacity (kWh) : 13.8, BESS manufacturer : NULL, BESS Model # : NULL, Battery System (BS) Manufacturer : BYD, Battery System (BS) Model # : Battery-Box Premium HVM 13.8/13.8kWh, Number of BESS/BS in system : 1, Inverter manufacturer : Fronius, Inverter model # : Primo GEN24 4.0 Plus, Smart controller/meter manufacturer : SwitchDin, Smart controller/meter model # : Droplet, Current sensor manufacturer : NULL, Current sensor model # : NULL, Other major component manufacturer : NULL, Other major component model # : NULL, Other major component manufacturer : NULL, Other major component model # : NULL, Battery Brand : BYD, SystemId : NULL
Date Added : 02-Nov-20, Reference # : HBS1980, HBS designation : BYD Battery-Box Premium HVM 16.6/16.54kWh (1 off) w/ Fronius Primo GEN24 4.0 Plus inverter, SwitchDin 'smart controller', Inverter Capacity (Var) : NULL, Useable capacity (kWh) : 16.6, BESS manufacturer : NULL, BESS Model # : NULL, Battery System (BS) Manufacturer : BYD, Battery System (BS) Model # : Battery-Box Premium HVM 16.6/16.54kWh, Number of BESS/BS in system : 1, Inverter manufacturer : Fronius, Inverter model # : Primo GEN24 4.0 Plus, Smart controller/meter manufacturer : SwitchDin, Smart controller/meter model # : Droplet, Current sensor manufacturer : NULL, Current sensor model # : NULL, Other major component manufacturer : NULL, Other major component model # : NULL, Other major component manufacturer : NULL, Other major component model # : NULL, Battery Brand : BYD, SystemId : NULL
Date Added : 02-Nov-20, Reference # : HBS1981, HBS designation : BYD Battery-Box Premium HVM 19.3/19.32kWh (1 off) w/ Fronius Primo GEN24 4.0 Plus inverter, SwitchDin 'smart controller', Inverter Capacity (Var) : NULL, Useable capacity (kWh) : 19.3, BESS manufacturer : NULL, BESS Model # : NULL, Battery System (BS) Manufacturer : BYD, Battery System (BS) Model # : Battery-Box Premium HVM 19.3/19.32kWh, Number of BESS/BS in system : 1, Inverter manufacturer : Fronius, Inverter model # : Primo GEN24 4.0 Plus, Smart controller/meter manufacturer : SwitchDin, Smart controller/meter model # : Droplet, Current sensor manufacturer : NULL, Current sensor model # : NULL, Other major component manufacturer : NULL, Other major component model # : NULL, Other major component manufacturer : NULL, Other major component model # : NULL, Battery Brand : BYD, SystemId : NULL
Date Added : 02-Nov-20, Reference # : HBS1983, HBS designation : BYD Battery-Box Premium HVM 11.0/11.04kWh (2 off) w/ Fronius Primo GEN24 4.0 Plus inverter, SwitchDin 'smart controller', Inverter Capacity (Var) : NULL, Useable capacity (kWh) : 22, BESS manufacturer : NULL, BESS Model # : NULL, Battery System (BS) Manufacturer : BYD, Battery System (BS) Model # : Battery-Box Premium HVM 11.0/11.04kWh, Number of BESS/BS in system : 2, Inverter manufacturer : Fronius, Inverter model # : Primo GEN24 4.0 Plus, Smart controller/meter manufacturer : SwitchDin, Smart controller/meter model # : Droplet, Current sensor manufacturer : NULL, Current sensor model # : NULL, Other major component manufacturer : NULL, Other major component model # : NULL, Other major component manufacturer : NULL, Other major component model # : NULL, Battery Brand : BYD, SystemId : NULL
Date Added : 02-Nov-20, Reference # : HBS1984, HBS designation : BYD Battery-Box Premium HVM 13.8/13.8kWh (2 off) w/ Fronius Primo GEN24 4.0 Plus inverter, SwitchDin 'smart controller', Inverter Capacity (Var) : NULL, Useable capacity (kWh) : 27.6, BESS manufacturer : NULL, BESS Model # : NULL, Battery System (BS) Manufacturer : BYD, Battery System (BS) Model # : Battery-Box Premium HVM 13.8/13.8kWh, Number of BESS/BS in system : 2, Inverter manufacturer : Fronius, Inverter model # : Primo GEN24 4.0 Plus, Smart controller/meter manufacturer : SwitchDin, Smart controller/meter model # : Droplet, Current sensor manufacturer : NULL, Current sensor model # : NULL, Other major component manufacturer : NULL, Other major component model # : NULL, Other major component manufacturer : NULL, Other major component model # : NULL, Battery Brand : BYD, SystemId : NULL
Date Added : 02-Nov-20, Reference # : HBS1985, HBS designation : BYD Battery-Box Premium HVM 16.6/16.54kWh (2 off) w/ Fronius Primo GEN24 4.0 Plus inverter, SwitchDin 'smart controller', Inverter Capacity (Var) : NULL, Useable capacity (kWh) : 33.2, BESS manufacturer : NULL, BESS Model # : NULL, Battery System (BS) Manufacturer : BYD, Battery System (BS) Model # : Battery-Box Premium HVM 16.6/16.54kWh, Number of BESS/BS in system : 2, Inverter manufacturer : Fronius, Inverter model # : Primo GEN24 4.0 Plus, Smart controller/meter manufacturer : SwitchDin, Smart controller/meter model # : Droplet, Current sensor manufacturer : NULL, Current sensor model # : NULL, Other major component manufacturer : NULL, Other major component model # : NULL, Other major component manufacturer : NULL, Other major component model # : NULL, Battery Brand : BYD, SystemId : NULL
Date Added : 02-Nov-20, Reference # : HBS1986, HBS designation : BYD Battery-Box Premium HVM 19.3/19.32kWh (2 off) w/ Fronius Primo GEN24 4.0 Plus inverter, SwitchDin 'smart controller', Inverter Capacity (Var) : NULL, Useable capacity (kWh) : 38.6, BESS manufacturer : NULL, BESS Model # : NULL, Battery System (BS) Manufacturer : BYD, Battery System (BS) Model # : Battery-Box Premium HVM 19.3/19.32kWh, Number of BESS/BS in system : 2, Inverter manufacturer : Fronius, Inverter model # : Primo GEN24 4.0 Plus, Smart controller/meter manufacturer : SwitchDin, Smart controller/meter model # : Droplet, Current sensor manufacturer : NULL, Current sensor model # : NULL, Other major component manufacturer : NULL, Other major component model # : NULL, Other major component manufacturer : NULL, Other major component model # : NULL, Battery Brand : BYD, SystemId : NULL
Date Added : 02-Nov-20, Reference # : HBS1988, HBS designation : BYD Battery-Box Premium HVM 11.0/11.04kWh (3 off) w/ Fronius Primo GEN24 4.0 Plus inverter, SwitchDin 'smart controller', Inverter Capacity (Var) : NULL, Useable capacity (kWh) : 33, BESS manufacturer : NULL, BESS Model # : NULL, Battery System (BS) Manufacturer : BYD, Battery System (BS) Model # : Battery-Box Premium HVM 11.0/11.04kWh, Number of BESS/BS in system : 3, Inverter manufacturer : Fronius, Inverter model # : Primo GEN24 4.0 Plus, Smart controller/meter manufacturer : SwitchDin, Smart controller/meter model # : Droplet, Current sensor manufacturer : NULL, Current sensor model # : NULL, Other major component manufacturer : NULL, Other major component model # : NULL, Other major component manufacturer : NULL, Other major component model # : NULL, Battery Brand : BYD, SystemId : NULL
Date Added : 02-Nov-20, Reference # : HBS1989, HBS designation : BYD Battery-Box Premium HVM 13.8/13.8kWh (3 off) w/ Fronius Primo GEN24 4.0 Plus inverter, SwitchDin 'smart controller', Inverter Capacity (Var) : NULL, Useable capacity (kWh) : 41.4, BESS manufacturer : NULL, BESS Model # : NULL, Battery System (BS) Manufacturer : BYD, Battery System (BS) Model # : Battery-Box Premium HVM 13.8/13.8kWh, Number of BESS/BS in system : 3, Inverter manufacturer : Fronius, Inverter model # : Primo GEN24 4.0 Plus, Smart controller/meter manufacturer : SwitchDin, Smart controller/meter model # : Droplet, Current sensor manufacturer : NULL, Current sensor model # : NULL, Other major component manufacturer : NULL, Other major component model # : NULL, Other major component manufacturer : NULL, Other major component model # : NULL, Battery Brand : BYD, SystemId : NULL
Date Added : 02-Nov-20, Reference # : HBS1990, HBS designation : BYD Battery-Box Premium HVM 16.6/16.54kWh (3 off) w/ Fronius Primo GEN24 4.0 Plus inverter, SwitchDin 'smart controller', Inverter Capacity (Var) : NULL, Useable capacity (kWh) : 49.8, BESS manufacturer : NULL, BESS Model # : NULL, Battery System (BS) Manufacturer : BYD, Battery System (BS) Model # : Battery-Box Premium HVM 16.6/16.54kWh, Number of BESS/BS in system : 3, Inverter manufacturer : Fronius, Inverter model # : Primo GEN24 4.0 Plus, Smart controller/meter manufacturer : SwitchDin, Smart controller/meter model # : Droplet, Current sensor manufacturer : NULL, Current sensor model # : NULL, Other major component manufacturer : NULL, Other major component model # : NULL, Other major component manufacturer : NULL, Other major component model # : NULL, Battery Brand : BYD, SystemId : NULL
Date Added : 02-Nov-20, Reference # : HBS1991, HBS designation : BYD Battery-Box Premium HVM 19.3/19.32kWh (3 off) w/ Fronius Primo GEN24 4.0 Plus inverter, SwitchDin 'smart controller', Inverter Capacity (Var) : NULL, Useable capacity (kWh) : 57.9, BESS manufacturer : NULL, BESS Model # : NULL, Battery System (BS) Manufacturer : BYD, Battery System (BS) Model # : Battery-Box Premium HVM 19.3/19.32kWh, Number of BESS/BS in system : 3, Inverter manufacturer : Fronius, Inverter model # : Primo GEN24 4.0 Plus, Smart controller/meter manufacturer : SwitchDin, Smart controller/meter model # : Droplet, Current sensor manufacturer : NULL, Current sensor model # : NULL, Other major component manufacturer : NULL, Other major component model # : NULL, Other major component manufacturer : NULL, Other major component model # : NULL, Battery Brand : BYD, SystemId : NULL
Date Added : 02-Nov-20, Reference # : HBS1992, HBS designation : BYD Battery-Box Premium HVS 5.1/5.12kWh (1 off) w/ Fronius Primo GEN24 4.6 Plus inverter, SwitchDin 'smart controller', Inverter Capacity (Var) : NULL, Useable capacity (kWh) : 5.1, BESS manufacturer : NULL, BESS Model # : NULL, Battery System (BS) Manufacturer : BYD, Battery System (BS) Model # : Battery-Box Premium HVS 5.1/5.12kWh, Number of BESS/BS in system : 1, Inverter manufacturer : Fronius, Inverter model # : Primo GEN24 4.6 Plus, Smart controller/meter manufacturer : SwitchDin, Smart controller/meter model # : Droplet, Current sensor manufacturer : NULL, Current sensor model # : NULL, Other major component manufacturer : NULL, Other major component model # : NULL, Other major component manufacturer : NULL, Other major component model # : NULL, Battery Brand : BYD, SystemId : NULL
Date Added : 02-Nov-20, Reference # : HBS1993, HBS designation : BYD Battery-Box Premium HVS 7.7/7.68kWh (1 off) w/ Fronius Primo GEN24 4.6 Plus inverter, SwitchDin 'smart controller', Inverter Capacity (Var) : NULL, Useable capacity (kWh) : 7.7, BESS manufacturer : NULL, BESS Model # : NULL, Battery System (BS) Manufacturer : BYD, Battery System (BS) Model # : Battery-Box Premium HVS 7.7/7.68kWh, Number of BESS/BS in system : 1, Inverter manufacturer : Fronius, Inverter model # : Primo GEN24 4.6 Plus, Smart controller/meter manufacturer : SwitchDin, Smart controller/meter model # : Droplet, Current sensor manufacturer : NULL, Current sensor model # : NULL, Other major component manufacturer : NULL, Other major component model # : NULL, Other major component manufacturer : NULL, Other major component model # : NULL, Battery Brand : BYD, SystemId : NULL
Date Added : 02-Nov-20, Reference # : HBS1994, HBS designation : BYD Battery-Box Premium HVS 5.1/5.12kWh (2 off) w/ Fronius Primo GEN24 4.6 Plus inverter, SwitchDin 'smart controller', Inverter Capacity (Var) : NULL, Useable capacity (kWh) : 10.2, BESS manufacturer : NULL, BESS Model # : NULL, Battery System (BS) Manufacturer : BYD, Battery System (BS) Model # : Battery-Box Premium HVS 5.1/5.12kWh, Number of BESS/BS in system : 2, Inverter manufacturer : Fronius, Inverter model # : Primo GEN24 4.6 Plus, Smart controller/meter manufacturer : SwitchDin, Smart controller/meter model # : Droplet, Current sensor manufacturer : NULL, Current sensor model # : NULL, Other major component manufacturer : NULL, Other major component model # : NULL, Other major component manufacturer : NULL, Other major component model # : NULL, Battery Brand : BYD, SystemId : NULL
Date Added : 02-Nov-20, Reference # : HBS1995, HBS designation : BYD Battery-Box Premium HVS 7.7/7.68kWh (2 off) w/ Fronius Primo GEN24 4.6 Plus inverter, SwitchDin 'smart controller', Inverter Capacity (Var) : NULL, Useable capacity (kWh) : 15.4, BESS manufacturer : NULL, BESS Model # : NULL, Battery System (BS) Manufacturer : BYD, Battery System (BS) Model # : Battery-Box Premium HVS 7.7/7.68kWh, Number of BESS/BS in system : 2, Inverter manufacturer : Fronius, Inverter model # : Primo GEN24 4.6 Plus, Smart controller/meter manufacturer : SwitchDin, Smart controller/meter model # : Droplet, Current sensor manufacturer : NULL, Current sensor model # : NULL, Other major component manufacturer : NULL, Other major component model # : NULL, Other major component manufacturer : NULL, Other major component model # : NULL, Battery Brand : BYD, SystemId : NULL
Date Added : 02-Nov-20, Reference # : HBS1996, HBS designation : BYD Battery-Box Premium HVS 5.1/5.12kWh (3 off) w/ Fronius Primo GEN24 4.6 Plus inverter, SwitchDin 'smart controller', Inverter Capacity (Var) : NULL, Useable capacity (kWh) : 15.3, BESS manufacturer : NULL, BESS Model # : NULL, Battery System (BS) Manufacturer : BYD, Battery System (BS) Model # : Battery-Box Premium HVS 5.1/5.12kWh, Number of BESS/BS in system : 3, Inverter manufacturer : Fronius, Inverter model # : Primo GEN24 4.6 Plus, Smart controller/meter manufacturer : SwitchDin, Smart controller/meter model # : Droplet, Current sensor manufacturer : NULL, Current sensor model # : NULL, Other major component manufacturer : NULL, Other major component model # : NULL, Other major component manufacturer : NULL, Other major component model # : NULL, Battery Brand : BYD, SystemId : NULL
Date Added : 02-Nov-20, Reference # : HBS1997, HBS designation : BYD Battery-Box Premium HVS 7.7/7.68kWh (3 off) w/ Fronius Primo GEN24 4.6 Plus inverter, SwitchDin 'smart controller', Inverter Capacity (Var) : NULL, Useable capacity (kWh) : 23.1, BESS manufacturer : NULL, BESS Model # : NULL, Battery System (BS) Manufacturer : BYD, Battery System (BS) Model # : Battery-Box Premium HVS 7.7/7.68kWh, Number of BESS/BS in system : 3, Inverter manufacturer : Fronius, Inverter model # : Primo GEN24 4.6 Plus, Smart controller/meter manufacturer : SwitchDin, Smart controller/meter model # : Droplet, Current sensor manufacturer : NULL, Current sensor model # : NULL, Other major component manufacturer : NULL, Other major component model # : NULL, Other major component manufacturer : NULL, Other major component model # : NULL, Battery Brand : BYD, SystemId : NULL
Date Added : 02-Nov-20, Reference # : HBS1999, HBS designation : BYD Battery-Box Premium HVM 11.0/11.04kWh (1 off) w/ Fronius Primo GEN24 4.6 Plus inverter, SwitchDin 'smart controller', Inverter Capacity (Var) : NULL, Useable capacity (kWh) : 11, BESS manufacturer : NULL, BESS Model # : NULL, Battery System (BS) Manufacturer : BYD, Battery System (BS) Model # : Battery-Box Premium HVM 11.0/11.04kWh, Number of BESS/BS in system : 1, Inverter manufacturer : Fronius, Inverter model # : Primo GEN24 4.6 Plus, Smart controller/meter manufacturer : SwitchDin, Smart controller/meter model # : Droplet, Current sensor manufacturer : NULL, Current sensor model # : NULL, Other major component manufacturer : NULL, Other major component model # : NULL, Other major component manufacturer : NULL, Other major component model # : NULL, Battery Brand : BYD, SystemId : NULL
Date Added : 02-Nov-20, Reference # : HBS2000, HBS designation : BYD Battery-Box Premium HVM 13.8/13.8kWh (1 off) w/ Fronius Primo GEN24 4.6 Plus inverter, SwitchDin 'smart controller', Inverter Capacity (Var) : NULL, Useable capacity (kWh) : 13.8, BESS manufacturer : NULL, BESS Model # : NULL, Battery System (BS) Manufacturer : BYD, Battery System (BS) Model # : Battery-Box Premium HVM 13.8/13.8kWh, Number of BESS/BS in system : 1, Inverter manufacturer : Fronius, Inverter model # : Primo GEN24 4.6 Plus, Smart controller/meter manufacturer : SwitchDin, Smart controller/meter model # : Droplet, Current sensor manufacturer : NULL, Current sensor model # : NULL, Other major component manufacturer : NULL, Other major component model # : NULL, Other major component manufacturer : NULL, Other major component model # : NULL, Battery Brand : BYD, SystemId : NULL
Date Added : 02-Nov-20, Reference # : HBS2001, HBS designation : BYD Battery-Box Premium HVM 16.6/16.54kWh (1 off) w/ Fronius Primo GEN24 4.6 Plus inverter, SwitchDin 'smart controller', Inverter Capacity (Var) : NULL, Useable capacity (kWh) : 16.6, BESS manufacturer : NULL, BESS Model # : NULL, Battery System (BS) Manufacturer : BYD, Battery System (BS) Model # : Battery-Box Premium HVM 16.6/16.54kWh, Number of BESS/BS in system : 1, Inverter manufacturer : Fronius, Inverter model # : Primo GEN24 4.6 Plus, Smart controller/meter manufacturer : SwitchDin, Smart controller/meter model # : Droplet, Current sensor manufacturer : NULL, Current sensor model # : NULL, Other major component manufacturer : NULL, Other major component model # : NULL, Other major component manufacturer : NULL, Other major component model # : NULL, Battery Brand : BYD, SystemId : NULL
Date Added : 02-Nov-20, Reference # : HBS2002, HBS designation : BYD Battery-Box Premium HVM 19.3/19.32kWh (1 off) w/ Fronius Primo GEN24 4.6 Plus inverter, SwitchDin 'smart controller', Inverter Capacity (Var) : NULL, Useable capacity (kWh) : 19.3, BESS manufacturer : NULL, BESS Model # : NULL, Battery System (BS) Manufacturer : BYD, Battery System (BS) Model # : Battery-Box Premium HVM 19.3/19.32kWh, Number of BESS/BS in system : 1, Inverter manufacturer : Fronius, Inverter model # : Primo GEN24 4.6 Plus, Smart controller/meter manufacturer : SwitchDin, Smart controller/meter model # : Droplet, Current sensor manufacturer : NULL, Current sensor model # : NULL, Other major component manufacturer : NULL, Other major component model # : NULL, Other major component manufacturer : NULL, Other major component model # : NULL, Battery Brand : BYD, SystemId : NULL
Date Added : 02-Nov-20, Reference # : HBS2004, HBS designation : BYD Battery-Box Premium HVM 11.0/11.04kWh (2 off) w/ Fronius Primo GEN24 4.6 Plus inverter, SwitchDin 'smart controller', Inverter Capacity (Var) : NULL, Useable capacity (kWh) : 22, BESS manufacturer : NULL, BESS Model # : NULL, Battery System (BS) Manufacturer : BYD, Battery System (BS) Model # : Battery-Box Premium HVM 11.0/11.04kWh, Number of BESS/BS in system : 2, Inverter manufacturer : Fronius, Inverter model # : Primo GEN24 4.6 Plus, Smart controller/meter manufacturer : SwitchDin, Smart controller/meter model # : Droplet, Current sensor manufacturer : NULL, Current sensor model # : NULL, Other major component manufacturer : NULL, Other major component model # : NULL, Other major component manufacturer : NULL, Other major component model # : NULL, Battery Brand : BYD, SystemId : NULL
Date Added : 02-Nov-20, Reference # : HBS2005, HBS designation : BYD Battery-Box Premium HVM 13.8/13.8kWh (2 off) w/ Fronius Primo GEN24 4.6 Plus inverter, SwitchDin 'smart controller', Inverter Capacity (Var) : NULL, Useable capacity (kWh) : 27.6, BESS manufacturer : NULL, BESS Model # : NULL, Battery System (BS) Manufacturer : BYD, Battery System (BS) Model # : Battery-Box Premium HVM 13.8/13.8kWh, Number of BESS/BS in system : 2, Inverter manufacturer : Fronius, Inverter model # : Primo GEN24 4.6 Plus, Smart controller/meter manufacturer : SwitchDin, Smart controller/meter model # : Droplet, Current sensor manufacturer : NULL, Current sensor model # : NULL, Other major component manufacturer : NULL, Other major component model # : NULL, Other major component manufacturer : NULL, Other major component model # : NULL, Battery Brand : BYD, SystemId : NULL
Date Added : 02-Nov-20, Reference # : HBS2006, HBS designation : BYD Battery-Box Premium HVM 16.6/16.54kWh (2 off) w/ Fronius Primo GEN24 4.6 Plus inverter, SwitchDin 'smart controller', Inverter Capacity (Var) : NULL, Useable capacity (kWh) : 33.2, BESS manufacturer : NULL, BESS Model # : NULL, Battery System (BS) Manufacturer : BYD, Battery System (BS) Model # : Battery-Box Premium HVM 16.6/16.54kWh, Number of BESS/BS in system : 2, Inverter manufacturer : Fronius, Inverter model # : Primo GEN24 4.6 Plus, Smart controller/meter manufacturer : SwitchDin, Smart controller/meter model # : Droplet, Current sensor manufacturer : NULL, Current sensor model # : NULL, Other major component manufacturer : NULL, Other major component model # : NULL, Other major component manufacturer : NULL, Other major component model # : NULL, Battery Brand : BYD, SystemId : NULL
Date Added : 02-Nov-20, Reference # : HBS2007, HBS designation : BYD Battery-Box Premium HVM 19.3/19.32kWh (2 off) w/ Fronius Primo GEN24 4.6 Plus inverter, SwitchDin 'smart controller', Inverter Capacity (Var) : NULL, Useable capacity (kWh) : 38.6, BESS manufacturer : NULL, BESS Model # : NULL, Battery System (BS) Manufacturer : BYD, Battery System (BS) Model # : Battery-Box Premium HVM 19.3/19.32kWh, Number of BESS/BS in system : 2, Inverter manufacturer : Fronius, Inverter model # : Primo GEN24 4.6 Plus, Smart controller/meter manufacturer : SwitchDin, Smart controller/meter model # : Droplet, Current sensor manufacturer : NULL, Current sensor model # : NULL, Other major component manufacturer : NULL, Other major component model # : NULL, Other major component manufacturer : NULL, Other major component model # : NULL, Battery Brand : BYD, SystemId : NULL
Date Added : 02-Nov-20, Reference # : HBS2009, HBS designation : BYD Battery-Box Premium HVM 11.0/11.04kWh (3 off) w/ Fronius Primo GEN24 4.6 Plus inverter, SwitchDin 'smart controller', Inverter Capacity (Var) : NULL, Useable capacity (kWh) : 33, BESS manufacturer : NULL, BESS Model # : NULL, Battery System (BS) Manufacturer : BYD, Battery System (BS) Model # : Battery-Box Premium HVM 11.0/11.04kWh, Number of BESS/BS in system : 3, Inverter manufacturer : Fronius, Inverter model # : Primo GEN24 4.6 Plus, Smart controller/meter manufacturer : SwitchDin, Smart controller/meter model # : Droplet, Current sensor manufacturer : NULL, Current sensor model # : NULL, Other major component manufacturer : NULL, Other major component model # : NULL, Other major component manufacturer : NULL, Other major component model # : NULL, Battery Brand : BYD, SystemId : NULL
Date Added : 02-Nov-20, Reference # : HBS2010, HBS designation : BYD Battery-Box Premium HVM 13.8/13.8kWh (3 off) w/ Fronius Primo GEN24 4.6 Plus inverter, SwitchDin 'smart controller', Inverter Capacity (Var) : NULL, Useable capacity (kWh) : 41.4, BESS manufacturer : NULL, BESS Model # : NULL, Battery System (BS) Manufacturer : BYD, Battery System (BS) Model # : Battery-Box Premium HVM 13.8/13.8kWh, Number of BESS/BS in system : 3, Inverter manufacturer : Fronius, Inverter model # : Primo GEN24 4.6 Plus, Smart controller/meter manufacturer : SwitchDin, Smart controller/meter model # : Droplet, Current sensor manufacturer : NULL, Current sensor model # : NULL, Other major component manufacturer : NULL, Other major component model # : NULL, Other major component manufacturer : NULL, Other major component model # : NULL, Battery Brand : BYD, SystemId : NULL
Date Added : 02-Nov-20, Reference # : HBS2011, HBS designation : BYD Battery-Box Premium HVM 16.6/16.54kWh (3 off) w/ Fronius Primo GEN24 4.6 Plus inverter, SwitchDin 'smart controller', Inverter Capacity (Var) : NULL, Useable capacity (kWh) : 49.8, BESS manufacturer : NULL, BESS Model # : NULL, Battery System (BS) Manufacturer : BYD, Battery System (BS) Model # : Battery-Box Premium HVM 16.6/16.54kWh, Number of BESS/BS in system : 3, Inverter manufacturer : Fronius, Inverter model # : Primo GEN24 4.6 Plus, Smart controller/meter manufacturer : SwitchDin, Smart controller/meter model # : Droplet, Current sensor manufacturer : NULL, Current sensor model # : NULL, Other major component manufacturer : NULL, Other major component model # : NULL, Other major component manufacturer : NULL, Other major component model # : NULL, Battery Brand : BYD, SystemId : NULL
Date Added : 02-Nov-20, Reference # : HBS2012, HBS designation : BYD Battery-Box Premium HVM 19.3/19.32kWh (3 off) w/ Fronius Primo GEN24 4.6 Plus inverter, SwitchDin 'smart controller', Inverter Capacity (Var) : NULL, Useable capacity (kWh) : 57.9, BESS manufacturer : NULL, BESS Model # : NULL, Battery System (BS) Manufacturer : BYD, Battery System (BS) Model # : Battery-Box Premium HVM 19.3/19.32kWh, Number of BESS/BS in system : 3, Inverter manufacturer : Fronius, Inverter model # : Primo GEN24 4.6 Plus, Smart controller/meter manufacturer : SwitchDin, Smart controller/meter model # : Droplet, Current sensor manufacturer : NULL, Current sensor model # : NULL, Other major component manufacturer : NULL, Other major component model # : NULL, Other major component manufacturer : NULL, Other major component model # : NULL, Battery Brand : BYD, SystemId : NULL
Date Added : 02-Nov-20, Reference # : HBS2013, HBS designation : BYD Battery-Box Premium HVS 5.1/5.12kWh (1 off) w/ Fronius Primo GEN24 5.0 Plus inverter, SwitchDin 'smart controller', Inverter Capacity (Var) : NULL, Useable capacity (kWh) : 5.1, BESS manufacturer : NULL, BESS Model # : NULL, Battery System (BS) Manufacturer : BYD, Battery System (BS) Model # : Battery-Box Premium HVS 5.1/5.12kWh, Number of BESS/BS in system : 1, Inverter manufacturer : Fronius, Inverter model # : Primo GEN24 5.0 Plus, Smart controller/meter manufacturer : SwitchDin, Smart controller/meter model # : Droplet, Current sensor manufacturer : NULL, Current sensor model # : NULL, Other major component manufacturer : NULL, Other major component model # : NULL, Other major component manufacturer : NULL, Other major component model # : NULL, Battery Brand : BYD, SystemId : NULL
Date Added : 02-Nov-20, Reference # : HBS2014, HBS designation : BYD Battery-Box Premium HVS 7.7/7.68kWh (1 off) w/ Fronius Primo GEN24 5.0 Plus inverter, SwitchDin 'smart controller', Inverter Capacity (Var) : NULL, Useable capacity (kWh) : 7.7, BESS manufacturer : NULL, BESS Model # : NULL, Battery System (BS) Manufacturer : BYD, Battery System (BS) Model # : Battery-Box Premium HVS 7.7/7.68kWh, Number of BESS/BS in system : 1, Inverter manufacturer : Fronius, Inverter model # : Primo GEN24 5.0 Plus, Smart controller/meter manufacturer : SwitchDin, Smart controller/meter model # : Droplet, Current sensor manufacturer : NULL, Current sensor model # : NULL, Other major component manufacturer : NULL, Other major component model # : NULL, Other major component manufacturer : NULL, Other major component model # : NULL, Battery Brand : BYD, SystemId : NULL
Date Added : 02-Nov-20, Reference # : HBS2015, HBS designation : BYD Battery-Box Premium HVS 5.1/5.12kWh (2 off) w/ Fronius Primo GEN24 5.0 Plus inverter, SwitchDin 'smart controller', Inverter Capacity (Var) : NULL, Useable capacity (kWh) : 10.2, BESS manufacturer : NULL, BESS Model # : NULL, Battery System (BS) Manufacturer : BYD, Battery System (BS) Model # : Battery-Box Premium HVS 5.1/5.12kWh, Number of BESS/BS in system : 2, Inverter manufacturer : Fronius, Inverter model # : Primo GEN24 5.0 Plus, Smart controller/meter manufacturer : SwitchDin, Smart controller/meter model # : Droplet, Current sensor manufacturer : NULL, Current sensor model # : NULL, Other major component manufacturer : NULL, Other major component model # : NULL, Other major component manufacturer : NULL, Other major component model # : NULL, Battery Brand : BYD, SystemId : NULL
Date Added : 02-Nov-20, Reference # : HBS2016, HBS designation : BYD Battery-Box Premium HVS 7.7/7.68kWh (2 off) w/ Fronius Primo GEN24 5.0 Plus inverter, SwitchDin 'smart controller', Inverter Capacity (Var) : NULL, Useable capacity (kWh) : 15.4, BESS manufacturer : NULL, BESS Model # : NULL, Battery System (BS) Manufacturer : BYD, Battery System (BS) Model # : Battery-Box Premium HVS 7.7/7.68kWh, Number of BESS/BS in system : 2, Inverter manufacturer : Fronius, Inverter model # : Primo GEN24 5.0 Plus, Smart controller/meter manufacturer : SwitchDin, Smart controller/meter model # : Droplet, Current sensor manufacturer : NULL, Current sensor model # : NULL, Other major component manufacturer : NULL, Other major component model # : NULL, Other major component manufacturer : NULL, Other major component model # : NULL, Battery Brand : BYD, SystemId : NULL
Date Added : 02-Nov-20, Reference # : HBS2017, HBS designation : BYD Battery-Box Premium HVS 5.1/5.12kWh (3 off) w/ Fronius Primo GEN24 5.0 Plus inverter, SwitchDin 'smart controller', Inverter Capacity (Var) : NULL, Useable capacity (kWh) : 15.3, BESS manufacturer : NULL, BESS Model # : NULL, Battery System (BS) Manufacturer : BYD, Battery System (BS) Model # : Battery-Box Premium HVS 5.1/5.12kWh, Number of BESS/BS in system : 3, Inverter manufacturer : Fronius, Inverter model # : Primo GEN24 5.0 Plus, Smart controller/meter manufacturer : SwitchDin, Smart controller/meter model # : Droplet, Current sensor manufacturer : NULL, Current sensor model # : NULL, Other major component manufacturer : NULL, Other major component model # : NULL, Other major component manufacturer : NULL, Other major component model # : NULL, Battery Brand : BYD, SystemId : NULL
Date Added : 02-Nov-20, Reference # : HBS2018, HBS designation : BYD Battery-Box Premium HVS 7.7/7.68kWh (3 off) w/ Fronius Primo GEN24 5.0 Plus inverter, SwitchDin 'smart controller', Inverter Capacity (Var) : NULL, Useable capacity (kWh) : 23.1, BESS manufacturer : NULL, BESS Model # : NULL, Battery System (BS) Manufacturer : BYD, Battery System (BS) Model # : Battery-Box Premium HVS 7.7/7.68kWh, Number of BESS/BS in system : 3, Inverter manufacturer : Fronius, Inverter model # : Primo GEN24 5.0 Plus, Smart controller/meter manufacturer : SwitchDin, Smart controller/meter model # : Droplet, Current sensor manufacturer : NULL, Current sensor model # : NULL, Other major component manufacturer : NULL, Other major component model # : NULL, Other major component manufacturer : NULL, Other major component model # : NULL, Battery Brand : BYD, SystemId : NULL
Date Added : 02-Nov-20, Reference # : HBS2020, HBS designation : BYD Battery-Box Premium HVM 11.0/11.04kWh (1 off) w/ Fronius Primo GEN24 5.0 Plus inverter, SwitchDin 'smart controller', Inverter Capacity (Var) : NULL, Useable capacity (kWh) : 11, BESS manufacturer : NULL, BESS Model # : NULL, Battery System (BS) Manufacturer : BYD, Battery System (BS) Model # : Battery-Box Premium HVM 11.0/11.04kWh, Number of BESS/BS in system : 1, Inverter manufacturer : Fronius, Inverter model # : Primo GEN24 5.0 Plus, Smart controller/meter manufacturer : SwitchDin, Smart controller/meter model # : Droplet, Current sensor manufacturer : NULL, Current sensor model # : NULL, Other major component manufacturer : NULL, Other major component model # : NULL, Other major component manufacturer : NULL, Other major component model # : NULL, Battery Brand : BYD, SystemId : NULL
Date Added : 02-Nov-20, Reference # : HBS2021, HBS designation : BYD Battery-Box Premium HVM 13.8/13.8kWh (1 off) w/ Fronius Primo GEN24 5.0 Plus inverter, SwitchDin 'smart controller', Inverter Capacity (Var) : NULL, Useable capacity (kWh) : 13.8, BESS manufacturer : NULL, BESS Model # : NULL, Battery System (BS) Manufacturer : BYD, Battery System (BS) Model # : Battery-Box Premium HVM 13.8/13.8kWh, Number of BESS/BS in system : 1, Inverter manufacturer : Fronius, Inverter model # : Primo GEN24 5.0 Plus, Smart controller/meter manufacturer : SwitchDin, Smart controller/meter model # : Droplet, Current sensor manufacturer : NULL, Current sensor model # : NULL, Other major component manufacturer : NULL, Other major component model # : NULL, Other major component manufacturer : NULL, Other major component model # : NULL, Battery Brand : BYD, SystemId : NULL
Date Added : 02-Nov-20, Reference # : HBS2022, HBS designation : BYD Battery-Box Premium HVM 16.6/16.54kWh (1 off) w/ Fronius Primo GEN24 5.0 Plus inverter, SwitchDin 'smart controller', Inverter Capacity (Var) : NULL, Useable capacity (kWh) : 16.6, BESS manufacturer : NULL, BESS Model # : NULL, Battery System (BS) Manufacturer : BYD, Battery System (BS) Model # : Battery-Box Premium HVM 16.6/16.54kWh, Number of BESS/BS in system : 1, Inverter manufacturer : Fronius, Inverter model # : Primo GEN24 5.0 Plus, Smart controller/meter manufacturer : SwitchDin, Smart controller/meter model # : Droplet, Current sensor manufacturer : NULL, Current sensor model # : NULL, Other major component manufacturer : NULL, Other major component model # : NULL, Other major component manufacturer : NULL, Other major component model # : NULL, Battery Brand : BYD, SystemId : NULL
Date Added : 02-Nov-20, Reference # : HBS2023, HBS designation : BYD Battery-Box Premium HVM 19.3/19.32kWh (1 off) w/ Fronius Primo GEN24 5.0 Plus inverter, SwitchDin 'smart controller', Inverter Capacity (Var) : NULL, Useable capacity (kWh) : 19.3, BESS manufacturer : NULL, BESS Model # : NULL, Battery System (BS) Manufacturer : BYD, Battery System (BS) Model # : Battery-Box Premium HVM 19.3/19.32kWh, Number of BESS/BS in system : 1, Inverter manufacturer : Fronius, Inverter model # : Primo GEN24 5.0 Plus, Smart controller/meter manufacturer : SwitchDin, Smart controller/meter model # : Droplet, Current sensor manufacturer : NULL, Current sensor model # : NULL, Other major component manufacturer : NULL, Other major component model # : NULL, Other major component manufacturer : NULL, Other major component model # : NULL, Battery Brand : BYD, SystemId : NULL
Date Added : 02-Nov-20, Reference # : HBS2025, HBS designation : BYD Battery-Box Premium HVM 11.0/11.04kWh (2 off) w/ Fronius Primo GEN24 5.0 Plus inverter, SwitchDin 'smart controller', Inverter Capacity (Var) : NULL, Useable capacity (kWh) : 22, BESS manufacturer : NULL, BESS Model # : NULL, Battery System (BS) Manufacturer : BYD, Battery System (BS) Model # : Battery-Box Premium HVM 11.0/11.04kWh, Number of BESS/BS in system : 2, Inverter manufacturer : Fronius, Inverter model # : Primo GEN24 5.0 Plus, Smart controller/meter manufacturer : SwitchDin, Smart controller/meter model # : Droplet, Current sensor manufacturer : NULL, Current sensor model # : NULL, Other major component manufacturer : NULL, Other major component model # : NULL, Other major component manufacturer : NULL, Other major component model # : NULL, Battery Brand : BYD, SystemId : NULL
Date Added : 02-Nov-20, Reference # : HBS2026, HBS designation : BYD Battery-Box Premium HVM 13.8/13.8kWh (2 off) w/ Fronius Primo GEN24 5.0 Plus inverter, SwitchDin 'smart controller', Inverter Capacity (Var) : NULL, Useable capacity (kWh) : 27.6, BESS manufacturer : NULL, BESS Model # : NULL, Battery System (BS) Manufacturer : BYD, Battery System (BS) Model # : Battery-Box Premium HVM 13.8/13.8kWh, Number of BESS/BS in system : 2, Inverter manufacturer : Fronius, Inverter model # : Primo GEN24 5.0 Plus, Smart controller/meter manufacturer : SwitchDin, Smart controller/meter model # : Droplet, Current sensor manufacturer : NULL, Current sensor model # : NULL, Other major component manufacturer : NULL, Other major component model # : NULL, Other major component manufacturer : NULL, Other major component model # : NULL, Battery Brand : BYD, SystemId : NULL
Date Added : 02-Nov-20, Reference # : HBS2027, HBS designation : BYD Battery-Box Premium HVM 16.6/16.54kWh (2 off) w/ Fronius Primo GEN24 5.0 Plus inverter, SwitchDin 'smart controller', Inverter Capacity (Var) : NULL, Useable capacity (kWh) : 33.2, BESS manufacturer : NULL, BESS Model # : NULL, Battery System (BS) Manufacturer : BYD, Battery System (BS) Model # : Battery-Box Premium HVM 16.6/16.54kWh, Number of BESS/BS in system : 2, Inverter manufacturer : Fronius, Inverter model # : Primo GEN24 5.0 Plus, Smart controller/meter manufacturer : SwitchDin, Smart controller/meter model # : Droplet, Current sensor manufacturer : NULL, Current sensor model # : NULL, Other major component manufacturer : NULL, Other major component model # : NULL, Other major component manufacturer : NULL, Other major component model # : NULL, Battery Brand : BYD, SystemId : NULL
Date Added : 02-Nov-20, Reference # : HBS2028, HBS designation : BYD Battery-Box Premium HVM 19.3/19.32kWh (2 off) w/ Fronius Primo GEN24 5.0 Plus inverter, SwitchDin 'smart controller', Inverter Capacity (Var) : NULL, Useable capacity (kWh) : 38.6, BESS manufacturer : NULL, BESS Model # : NULL, Battery System (BS) Manufacturer : BYD, Battery System (BS) Model # : Battery-Box Premium HVM 19.3/19.32kWh, Number of BESS/BS in system : 2, Inverter manufacturer : Fronius, Inverter model # : Primo GEN24 5.0 Plus, Smart controller/meter manufacturer : SwitchDin, Smart controller/meter model # : Droplet, Current sensor manufacturer : NULL, Current sensor model # : NULL, Other major component manufacturer : NULL, Other major component model # : NULL, Other major component manufacturer : NULL, Other major component model # : NULL, Battery Brand : BYD, SystemId : NULL
Date Added : 02-Nov-20, Reference # : HBS2030, HBS designation : BYD Battery-Box Premium HVM 11.0/11.04kWh (3 off) w/ Fronius Primo GEN24 5.0 Plus inverter, SwitchDin 'smart controller', Inverter Capacity (Var) : NULL, Useable capacity (kWh) : 33, BESS manufacturer : NULL, BESS Model # : NULL, Battery System (BS) Manufacturer : BYD, Battery System (BS) Model # : Battery-Box Premium HVM 11.0/11.04kWh, Number of BESS/BS in system : 3, Inverter manufacturer : Fronius, Inverter model # : Primo GEN24 5.0 Plus, Smart controller/meter manufacturer : SwitchDin, Smart controller/meter model # : Droplet, Current sensor manufacturer : NULL, Current sensor model # : NULL, Other major component manufacturer : NULL, Other major component model # : NULL, Other major component manufacturer : NULL, Other major component model # : NULL, Battery Brand : BYD, SystemId : NULL
Date Added : 02-Nov-20, Reference # : HBS2031, HBS designation : BYD Battery-Box Premium HVM 13.8/13.8kWh (3 off) w/ Fronius Primo GEN24 5.0 Plus inverter, SwitchDin 'smart controller', Inverter Capacity (Var) : NULL, Useable capacity (kWh) : 41.4, BESS manufacturer : NULL, BESS Model # : NULL, Battery System (BS) Manufacturer : BYD, Battery System (BS) Model # : Battery-Box Premium HVM 13.8/13.8kWh, Number of BESS/BS in system : 3, Inverter manufacturer : Fronius, Inverter model # : Primo GEN24 5.0 Plus, Smart controller/meter manufacturer : SwitchDin, Smart controller/meter model # : Droplet, Current sensor manufacturer : NULL, Current sensor model # : NULL, Other major component manufacturer : NULL, Other major component model # : NULL, Other major component manufacturer : NULL, Other major component model # : NULL, Battery Brand : BYD, SystemId : NULL
Date Added : 02-Nov-20, Reference # : HBS2032, HBS designation : BYD Battery-Box Premium HVM 16.6/16.54kWh (3 off) w/ Fronius Primo GEN24 5.0 Plus inverter, SwitchDin 'smart controller', Inverter Capacity (Var) : NULL, Useable capacity (kWh) : 49.8, BESS manufacturer : NULL, BESS Model # : NULL, Battery System (BS) Manufacturer : BYD, Battery System (BS) Model # : Battery-Box Premium HVM 16.6/16.54kWh, Number of BESS/BS in system : 3, Inverter manufacturer : Fronius, Inverter model # : Primo GEN24 5.0 Plus, Smart controller/meter manufacturer : SwitchDin, Smart controller/meter model # : Droplet, Current sensor manufacturer : NULL, Current sensor model # : NULL, Other major component manufacturer : NULL, Other major component model # : NULL, Other major component manufacturer : NULL, Other major component model # : NULL, Battery Brand : BYD, SystemId : NULL
Date Added : 02-Nov-20, Reference # : HBS2033, HBS designation : BYD Battery-Box Premium HVM 19.3/19.32kWh (3 off) w/ Fronius Primo GEN24 5.0 Plus inverter, SwitchDin 'smart controller', Inverter Capacity (Var) : NULL, Useable capacity (kWh) : 57.9, BESS manufacturer : NULL, BESS Model # : NULL, Battery System (BS) Manufacturer : BYD, Battery System (BS) Model # : Battery-Box Premium HVM 19.3/19.32kWh, Number of BESS/BS in system : 3, Inverter manufacturer : Fronius, Inverter model # : Primo GEN24 5.0 Plus, Smart controller/meter manufacturer : SwitchDin, Smart controller/meter model # : Droplet, Current sensor manufacturer : NULL, Current sensor model # : NULL, Other major component manufacturer : NULL, Other major component model # : NULL, Other major component manufacturer : NULL, Other major component model # : NULL, Battery Brand : BYD, SystemId : NULL
Date Added : 02-Nov-20, Reference # : HBS2034, HBS designation : BYD Battery-Box Premium HVS 5.1/5.12kWh (1 off) w/ Fronius Primo GEN24 6.0 Plus inverter, SwitchDin 'smart controller', Inverter Capacity (Var) : NULL, Useable capacity (kWh) : 5.1, BESS manufacturer : NULL, BESS Model # : NULL, Battery System (BS) Manufacturer : BYD, Battery System (BS) Model # : Battery-Box Premium HVS 5.1/5.12kWh, Number of BESS/BS in system : 1, Inverter manufacturer : Fronius, Inverter model # : Primo GEN24 6.0 Plus, Smart controller/meter manufacturer : SwitchDin, Smart controller/meter model # : Droplet, Current sensor manufacturer : NULL, Current sensor model # : NULL, Other major component manufacturer : NULL, Other major component model # : NULL, Other major component manufacturer : NULL, Other major component model # : NULL, Battery Brand : BYD, SystemId : NULL
Date Added : 02-Nov-20, Reference # : HBS2035, HBS designation : BYD Battery-Box Premium HVS 7.7/7.68kWh (1 off) w/ Fronius Primo GEN24 6.0 Plus inverter, SwitchDin 'smart controller', Inverter Capacity (Var) : NULL, Useable capacity (kWh) : 7.7, BESS manufacturer : NULL, BESS Model # : NULL, Battery System (BS) Manufacturer : BYD, Battery System (BS) Model # : Battery-Box Premium HVS 7.7/7.68kWh, Number of BESS/BS in system : 1, Inverter manufacturer : Fronius, Inverter model # : Primo GEN24 6.0 Plus, Smart controller/meter manufacturer : SwitchDin, Smart controller/meter model # : Droplet, Current sensor manufacturer : NULL, Current sensor model # : NULL, Other major component manufacturer : NULL, Other major component model # : NULL, Other major component manufacturer : NULL, Other major component model # : NULL, Battery Brand : BYD, SystemId : NULL
Date Added : 02-Nov-20, Reference # : HBS2036, HBS designation : BYD Battery-Box Premium HVS 5.1/5.12kWh (2 off) w/ Fronius Primo GEN24 6.0 Plus inverter, SwitchDin 'smart controller', Inverter Capacity (Var) : NULL, Useable capacity (kWh) : 10.2, BESS manufacturer : NULL, BESS Model # : NULL, Battery System (BS) Manufacturer : BYD, Battery System (BS) Model # : Battery-Box Premium HVS 5.1/5.12kWh, Number of BESS/BS in system : 2, Inverter manufacturer : Fronius, Inverter model # : Primo GEN24 6.0 Plus, Smart controller/meter manufacturer : SwitchDin, Smart controller/meter model # : Droplet, Current sensor manufacturer : NULL, Current sensor model # : NULL, Other major component manufacturer : NULL, Other major component model # : NULL, Other major component manufacturer : NULL, Other major component model # : NULL, Battery Brand : BYD, SystemId : NULL
Date Added : 02-Nov-20, Reference # : HBS2037, HBS designation : BYD Battery-Box Premium HVS 7.7/7.68kWh (2 off) w/ Fronius Primo GEN24 6.0 Plus inverter, SwitchDin 'smart controller', Inverter Capacity (Var) : NULL, Useable capacity (kWh) : 15.4, BESS manufacturer : NULL, BESS Model # : NULL, Battery System (BS) Manufacturer : BYD, Battery System (BS) Model # : Battery-Box Premium HVS 7.7/7.68kWh, Number of BESS/BS in system : 2, Inverter manufacturer : Fronius, Inverter model # : Primo GEN24 6.0 Plus, Smart controller/meter manufacturer : SwitchDin, Smart controller/meter model # : Droplet, Current sensor manufacturer : NULL, Current sensor model # : NULL, Other major component manufacturer : NULL, Other major component model # : NULL, Other major component manufacturer : NULL, Other major component model # : NULL, Battery Brand : BYD, SystemId : NULL
Date Added : 02-Nov-20, Reference # : HBS2038, HBS designation : BYD Battery-Box Premium HVS 5.1/5.12kWh (3 off) w/ Fronius Primo GEN24 6.0 Plus inverter, SwitchDin 'smart controller', Inverter Capacity (Var) : NULL, Useable capacity (kWh) : 15.3, BESS manufacturer : NULL, BESS Model # : NULL, Battery System (BS) Manufacturer : BYD, Battery System (BS) Model # : Battery-Box Premium HVS 5.1/5.12kWh, Number of BESS/BS in system : 3, Inverter manufacturer : Fronius, Inverter model # : Primo GEN24 6.0 Plus, Smart controller/meter manufacturer : SwitchDin, Smart controller/meter model # : Droplet, Current sensor manufacturer : NULL, Current sensor model # : NULL, Other major component manufacturer : NULL, Other major component model # : NULL, Other major component manufacturer : NULL, Other major component model # : NULL, Battery Brand : BYD, SystemId : NULL
Date Added : 02-Nov-20, Reference # : HBS2039, HBS designation : BYD Battery-Box Premium HVS 7.7/7.68kWh (3 off) w/ Fronius Primo GEN24 6.0 Plus inverter, SwitchDin 'smart controller', Inverter Capacity (Var) : NULL, Useable capacity (kWh) : 23.1, BESS manufacturer : NULL, BESS Model # : NULL, Battery System (BS) Manufacturer : BYD, Battery System (BS) Model # : Battery-Box Premium HVS 7.7/7.68kWh, Number of BESS/BS in system : 3, Inverter manufacturer : Fronius, Inverter model # : Primo GEN24 6.0 Plus, Smart controller/meter manufacturer : SwitchDin, Smart controller/meter model # : Droplet, Current sensor manufacturer : NULL, Current sensor model # : NULL, Other major component manufacturer : NULL, Other major component model # : NULL, Other major component manufacturer : NULL, Other major component model # : NULL, Battery Brand : BYD, SystemId : NULL
Date Added : 02-Nov-20, Reference # : HBS2041, HBS designation : BYD Battery-Box Premium HVM 11.0/11.04kWh (1 off) w/ Fronius Primo GEN24 6.0 Plus inverter, SwitchDin 'smart controller', Inverter Capacity (Var) : NULL, Useable capacity (kWh) : 11, BESS manufacturer : NULL, BESS Model # : NULL, Battery System (BS) Manufacturer : BYD, Battery System (BS) Model # : Battery-Box Premium HVM 11.0/11.04kWh, Number of BESS/BS in system : 1, Inverter manufacturer : Fronius, Inverter model # : Primo GEN24 6.0 Plus, Smart controller/meter manufacturer : SwitchDin, Smart controller/meter model # : Droplet, Current sensor manufacturer : NULL, Current sensor model # : NULL, Other major component manufacturer : NULL, Other major component model # : NULL, Other major component manufacturer : NULL, Other major component model # : NULL, Battery Brand : BYD, SystemId : NULL
Date Added : 02-Nov-20, Reference # : HBS2042, HBS designation : BYD Battery-Box Premium HVM 13.8/13.8kWh (1 off) w/ Fronius Primo GEN24 6.0 Plus inverter, SwitchDin 'smart controller', Inverter Capacity (Var) : NULL, Useable capacity (kWh) : 13.8, BESS manufacturer : NULL, BESS Model # : NULL, Battery System (BS) Manufacturer : BYD, Battery System (BS) Model # : Battery-Box Premium HVM 13.8/13.8kWh, Number of BESS/BS in system : 1, Inverter manufacturer : Fronius, Inverter model # : Primo GEN24 6.0 Plus, Smart controller/meter manufacturer : SwitchDin, Smart controller/meter model # : Droplet, Current sensor manufacturer : NULL, Current sensor model # : NULL, Other major component manufacturer : NULL, Other major component model # : NULL, Other major component manufacturer : NULL, Other major component model # : NULL, Battery Brand : BYD, SystemId : NULL
Date Added : 02-Nov-20, Reference # : HBS2043, HBS designation : BYD Battery-Box Premium HVM 16.6/16.54kWh (1 off) w/ Fronius Primo GEN24 6.0 Plus inverter, SwitchDin 'smart controller', Inverter Capacity (Var) : NULL, Useable capacity (kWh) : 16.6, BESS manufacturer : NULL, BESS Model # : NULL, Battery System (BS) Manufacturer : BYD, Battery System (BS) Model # : Battery-Box Premium HVM 16.6/16.54kWh, Number of BESS/BS in system : 1, Inverter manufacturer : Fronius, Inverter model # : Primo GEN24 6.0 Plus, Smart controller/meter manufacturer : SwitchDin, Smart controller/meter model # : Droplet, Current sensor manufacturer : NULL, Current sensor model # : NULL, Other major component manufacturer : NULL, Other major component model # : NULL, Other major component manufacturer : NULL, Other major component model # : NULL, Battery Brand : BYD, SystemId : NULL
Date Added : 02-Nov-20, Reference # : HBS2044, HBS designation : BYD Battery-Box Premium HVM 19.3/19.32kWh (1 off) w/ Fronius Primo GEN24 6.0 Plus inverter, SwitchDin 'smart controller', Inverter Capacity (Var) : NULL, Useable capacity (kWh) : 19.3, BESS manufacturer : NULL, BESS Model # : NULL, Battery System (BS) Manufacturer : BYD, Battery System (BS) Model # : Battery-Box Premium HVM 19.3/19.32kWh, Number of BESS/BS in system : 1, Inverter manufacturer : Fronius, Inverter model # : Primo GEN24 6.0 Plus, Smart controller/meter manufacturer : SwitchDin, Smart controller/meter model # : Droplet, Current sensor manufacturer : NULL, Current sensor model # : NULL, Other major component manufacturer : NULL, Other major component model # : NULL, Other major component manufacturer : NULL, Other major component model # : NULL, Battery Brand : BYD, SystemId : NULL
Date Added : 02-Nov-20, Reference # : HBS2046, HBS designation : BYD Battery-Box Premium HVM 11.0/11.04kWh (2 off) w/ Fronius Primo GEN24 6.0 Plus inverter, SwitchDin 'smart controller', Inverter Capacity (Var) : NULL, Useable capacity (kWh) : 22, BESS manufacturer : NULL, BESS Model # : NULL, Battery System (BS) Manufacturer : BYD, Battery System (BS) Model # : Battery-Box Premium HVM 11.0/11.04kWh, Number of BESS/BS in system : 2, Inverter manufacturer : Fronius, Inverter model # : Primo GEN24 6.0 Plus, Smart controller/meter manufacturer : SwitchDin, Smart controller/meter model # : Droplet, Current sensor manufacturer : NULL, Current sensor model # : NULL, Other major component manufacturer : NULL, Other major component model # : NULL, Other major component manufacturer : NULL, Other major component model # : NULL, Battery Brand : BYD, SystemId : NULL
Date Added : 02-Nov-20, Reference # : HBS2047, HBS designation : BYD Battery-Box Premium HVM 13.8/13.8kWh (2 off) w/ Fronius Primo GEN24 6.0 Plus inverter, SwitchDin 'smart controller', Inverter Capacity (Var) : NULL, Useable capacity (kWh) : 27.6, BESS manufacturer : NULL, BESS Model # : NULL, Battery System (BS) Manufacturer : BYD, Battery System (BS) Model # : Battery-Box Premium HVM 13.8/13.8kWh, Number of BESS/BS in system : 2, Inverter manufacturer : Fronius, Inverter model # : Primo GEN24 6.0 Plus, Smart controller/meter manufacturer : SwitchDin, Smart controller/meter model # : Droplet, Current sensor manufacturer : NULL, Current sensor model # : NULL, Other major component manufacturer : NULL, Other major component model # : NULL, Other major component manufacturer : NULL, Other major component model # : NULL, Battery Brand : BYD, SystemId : NULL
Date Added : 02-Nov-20, Reference # : HBS2048, HBS designation : BYD Battery-Box Premium HVM 16.6/16.54kWh (2 off) w/ Fronius Primo GEN24 6.0 Plus inverter, SwitchDin 'smart controller', Inverter Capacity (Var) : NULL, Useable capacity (kWh) : 33.2, BESS manufacturer : NULL, BESS Model # : NULL, Battery System (BS) Manufacturer : BYD, Battery System (BS) Model # : Battery-Box Premium HVM 16.6/16.54kWh, Number of BESS/BS in system : 2, Inverter manufacturer : Fronius, Inverter model # : Primo GEN24 6.0 Plus, Smart controller/meter manufacturer : SwitchDin, Smart controller/meter model # : Droplet, Current sensor manufacturer : NULL, Current sensor model # : NULL, Other major component manufacturer : NULL, Other major component model # : NULL, Other major component manufacturer : NULL, Other major component model # : NULL, Battery Brand : BYD, SystemId : NULL
Date Added : 02-Nov-20, Reference # : HBS2049, HBS designation : BYD Battery-Box Premium HVM 19.3/19.32kWh (2 off) w/ Fronius Primo GEN24 6.0 Plus inverter, SwitchDin 'smart controller', Inverter Capacity (Var) : NULL, Useable capacity (kWh) : 38.6, BESS manufacturer : NULL, BESS Model # : NULL, Battery System (BS) Manufacturer : BYD, Battery System (BS) Model # : Battery-Box Premium HVM 19.3/19.32kWh, Number of BESS/BS in system : 2, Inverter manufacturer : Fronius, Inverter model # : Primo GEN24 6.0 Plus, Smart controller/meter manufacturer : SwitchDin, Smart controller/meter model # : Droplet, Current sensor manufacturer : NULL, Current sensor model # : NULL, Other major component manufacturer : NULL, Other major component model # : NULL, Other major component manufacturer : NULL, Other major component model # : NULL, Battery Brand : BYD, SystemId : NULL
Date Added : 02-Nov-20, Reference # : HBS2051, HBS designation : BYD Battery-Box Premium HVM 11.0/11.04kWh (3 off) w/ Fronius Primo GEN24 6.0 Plus inverter, SwitchDin 'smart controller', Inverter Capacity (Var) : NULL, Useable capacity (kWh) : 33, BESS manufacturer : NULL, BESS Model # : NULL, Battery System (BS) Manufacturer : BYD, Battery System (BS) Model # : Battery-Box Premium HVM 11.0/11.04kWh, Number of BESS/BS in system : 3, Inverter manufacturer : Fronius, Inverter model # : Primo GEN24 6.0 Plus, Smart controller/meter manufacturer : SwitchDin, Smart controller/meter model # : Droplet, Current sensor manufacturer : NULL, Current sensor model # : NULL, Other major component manufacturer : NULL, Other major component model # : NULL, Other major component manufacturer : NULL, Other major component model # : NULL, Battery Brand : BYD, SystemId : NULL
Date Added : 02-Nov-20, Reference # : HBS2052, HBS designation : BYD Battery-Box Premium HVM 13.8/13.8kWh (3 off) w/ Fronius Primo GEN24 6.0 Plus inverter, SwitchDin 'smart controller', Inverter Capacity (Var) : NULL, Useable capacity (kWh) : 41.4, BESS manufacturer : NULL, BESS Model # : NULL, Battery System (BS) Manufacturer : BYD, Battery System (BS) Model # : Battery-Box Premium HVM 13.8/13.8kWh, Number of BESS/BS in system : 3, Inverter manufacturer : Fronius, Inverter model # : Primo GEN24 6.0 Plus, Smart controller/meter manufacturer : SwitchDin, Smart controller/meter model # : Droplet, Current sensor manufacturer : NULL, Current sensor model # : NULL, Other major component manufacturer : NULL, Other major component model # : NULL, Other major component manufacturer : NULL, Other major component model # : NULL, Battery Brand : BYD, SystemId : NULL
Date Added : 02-Nov-20, Reference # : HBS2053, HBS designation : BYD Battery-Box Premium HVM 16.6/16.54kWh (3 off) w/ Fronius Primo GEN24 6.0 Plus inverter, SwitchDin 'smart controller', Inverter Capacity (Var) : NULL, Useable capacity (kWh) : 49.8, BESS manufacturer : NULL, BESS Model # : NULL, Battery System (BS) Manufacturer : BYD, Battery System (BS) Model # : Battery-Box Premium HVM 16.6/16.54kWh, Number of BESS/BS in system : 3, Inverter manufacturer : Fronius, Inverter model # : Primo GEN24 6.0 Plus, Smart controller/meter manufacturer : SwitchDin, Smart controller/meter model # : Droplet, Current sensor manufacturer : NULL, Current sensor model # : NULL, Other major component manufacturer : NULL, Other major component model # : NULL, Other major component manufacturer : NULL, Other major component model # : NULL, Battery Brand : BYD, SystemId : NULL
Date Added : 02-Nov-20, Reference # : HBS2054, HBS designation : BYD Battery-Box Premium HVM 19.3/19.32kWh (3 off) w/ Fronius Primo GEN24 6.0 Plus inverter, SwitchDin 'smart controller', Inverter Capacity (Var) : NULL, Useable capacity (kWh) : 57.9, BESS manufacturer : NULL, BESS Model # : NULL, Battery System (BS) Manufacturer : BYD, Battery System (BS) Model # : Battery-Box Premium HVM 19.3/19.32kWh, Number of BESS/BS in system : 3, Inverter manufacturer : Fronius, Inverter model # : Primo GEN24 6.0 Plus, Smart controller/meter manufacturer : SwitchDin, Smart controller/meter model # : Droplet, Current sensor manufacturer : NULL, Current sensor model # : NULL, Other major component manufacturer : NULL, Other major component model # : NULL, Other major component manufacturer : NULL, Other major component model # : NULL, Battery Brand : BYD, SystemId : NULL
Date Added : 03-Nov-20, Reference # : HBS2055, HBS designation : Alpha-ESS SMILE-BAT-10.1PX1 w/ RHI-5K-48ES inverter, Inverter Capacity (Var) : NULL, Useable capacity (kWh) : 9.1, BESS manufacturer : NULL, BESS Model # : NULL, Battery System (BS) Manufacturer : Alpha-ESS, Battery System (BS) Model # : SMILE-BAT-10.1P, Number of BESS/BS in system : 1, Inverter manufacturer : Ginlong Technologies Co Ltd, Inverter model # : RHI-5K-48ES, Smart controller/meter manufacturer : NULL, Smart controller/meter model # : NULL, Current sensor manufacturer : NULL, Current sensor model # : NULL, Other major component manufacturer : NULL, Other major component model # : NULL, Other major component manufacturer : NULL, Other major component model # : NULL, Battery Brand : Alpha-ESS, SystemId : NULL
Date Added : 03-Nov-20, Reference # : HBS2056, HBS designation : Alpha-ESS SMILE-BAT-10.1PX2 w/ RHI-5K-48ES inverter, Inverter Capacity (Var) : NULL, Useable capacity (kWh) : 18.2, BESS manufacturer : NULL, BESS Model # : NULL, Battery System (BS) Manufacturer : Alpha-ESS, Battery System (BS) Model # : SMILE-BAT-10.1P, Number of BESS/BS in system : 2, Inverter manufacturer : Ginlong Technologies Co Ltd, Inverter model # : RHI-5K-48ES, Smart controller/meter manufacturer : NULL, Smart controller/meter model # : NULL, Current sensor manufacturer : NULL, Current sensor model # : NULL, Other major component manufacturer : NULL, Other major component model # : NULL, Other major component manufacturer : NULL, Other major component model # : NULL, Battery Brand : Alpha-ESS, SystemId : NULL
Date Added : 03-Nov-20, Reference # : HBS2057, HBS designation : Alpha-ESS SMILE-BAT-10.1PX3 w/ RHI-5K-48ES inverter, Inverter Capacity (Var) : NULL, Useable capacity (kWh) : 27.3, BESS manufacturer : NULL, BESS Model # : NULL, Battery System (BS) Manufacturer : Alpha-ESS, Battery System (BS) Model # : SMILE-BAT-10.1P, Number of BESS/BS in system : 3, Inverter manufacturer : Ginlong Technologies Co Ltd, Inverter model # : RHI-5K-48ES, Smart controller/meter manufacturer : NULL, Smart controller/meter model # : NULL, Current sensor manufacturer : NULL, Current sensor model # : NULL, Other major component manufacturer : NULL, Other major component model # : NULL, Other major component manufacturer : NULL, Other major component model # : NULL, Battery Brand : Alpha-ESS, SystemId : NULL
Date Added : 03-Nov-20, Reference # : HBS2058, HBS designation : Alpha-ESS SMILE-BAT-10.3PX1 w/ RHI-5K-48ES inverter, Inverter Capacity (Var) : NULL, Useable capacity (kWh) : 9.3, BESS manufacturer : NULL, BESS Model # : NULL, Battery System (BS) Manufacturer : Alpha-ESS, Battery System (BS) Model # : SMILE-BAT-10.3P, Number of BESS/BS in system : 1, Inverter manufacturer : Ginlong Technologies Co Ltd, Inverter model # : RHI-5K-48ES, Smart controller/meter manufacturer : NULL, Smart controller/meter model # : NULL, Current sensor manufacturer : NULL, Current sensor model # : NULL, Other major component manufacturer : NULL, Other major component model # : NULL, Other major component manufacturer : NULL, Other major component model # : NULL, Battery Brand : Alpha-ESS, SystemId : NULL
Date Added : 03-Nov-20, Reference # : HBS2059, HBS designation : Alpha-ESS SMILE-BAT-10.3PX2 w/ RHI-5K-48ES inverter, Inverter Capacity (Var) : NULL, Useable capacity (kWh) : 18.6, BESS manufacturer : NULL, BESS Model # : NULL, Battery System (BS) Manufacturer : Alpha-ESS, Battery System (BS) Model # : SMILE-BAT-10.3P, Number of BESS/BS in system : 2, Inverter manufacturer : Ginlong Technologies Co Ltd, Inverter model # : RHI-5K-48ES, Smart controller/meter manufacturer : NULL, Smart controller/meter model # : NULL, Current sensor manufacturer : NULL, Current sensor model # : NULL, Other major component manufacturer : NULL, Other major component model # : NULL, Other major component manufacturer : NULL, Other major component model # : NULL, Battery Brand : Alpha-ESS, SystemId : NULL
Date Added : 03-Nov-20, Reference # : HBS2060, HBS designation : Alpha-ESS SMILE-BAT-10.3PX3 w/ RHI-5K-48ES inverter, Inverter Capacity (Var) : NULL, Useable capacity (kWh) : 27.9, BESS manufacturer : NULL, BESS Model # : NULL, Battery System (BS) Manufacturer : Alpha-ESS, Battery System (BS) Model # : SMILE-BAT-10.3P, Number of BESS/BS in system : 3, Inverter manufacturer : Ginlong Technologies Co Ltd, Inverter model # : RHI-5K-48ES, Smart controller/meter manufacturer : NULL, Smart controller/meter model # : NULL, Current sensor manufacturer : NULL, Current sensor model # : NULL, Other major component manufacturer : NULL, Other major component model # : NULL, Other major component manufacturer : NULL, Other major component model # : NULL, Battery Brand : Alpha-ESS, SystemId : NULL
Date Added : 03-Nov-20, Reference # : HBS2061, HBS designation : Alpha-ESS SMILE-BAT-13.3PX1 w/ RHI-5K-48ES inverter, Inverter Capacity (Var) : NULL, Useable capacity (kWh) : 13.3, BESS manufacturer : NULL, BESS Model # : NULL, Battery System (BS) Manufacturer : Alpha-ESS, Battery System (BS) Model # : SMILE-BAT-13.3P, Number of BESS/BS in system : 1, Inverter manufacturer : Ginlong Technologies Co Ltd, Inverter model # : RHI-5K-48ES, Smart controller/meter manufacturer : NULL, Smart controller/meter model # : NULL, Current sensor manufacturer : NULL, Current sensor model # : NULL, Other major component manufacturer : NULL, Other major component model # : NULL, Other major component manufacturer : NULL, Other major component model # : NULL, Battery Brand : Alpha-ESS, SystemId : NULL
Date Added : 03-Nov-20, Reference # : HBS2062, HBS designation : Alpha-ESS SMILE-BAT-13.3PX2 w/ RHI-5K-48ES inverter, Inverter Capacity (Var) : NULL, Useable capacity (kWh) : 26.6, BESS manufacturer : NULL, BESS Model # : NULL, Battery System (BS) Manufacturer : Alpha-ESS, Battery System (BS) Model # : SMILE-BAT-13.3P, Number of BESS/BS in system : 2, Inverter manufacturer : Ginlong Technologies Co Ltd, Inverter model # : RHI-5K-48ES, Smart controller/meter manufacturer : NULL, Smart controller/meter model # : NULL, Current sensor manufacturer : NULL, Current sensor model # : NULL, Other major component manufacturer : NULL, Other major component model # : NULL, Other major component manufacturer : NULL, Other major component model # : NULL, Battery Brand : Alpha-ESS, SystemId : NULL
Date Added : 03-Nov-20, Reference # : HBS2063, HBS designation : Alpha-ESS SMILE-BAT-13.3PX3 w/ RHI-5K-48ES inverter, Inverter Capacity (Var) : NULL, Useable capacity (kWh) : 39.9, BESS manufacturer : NULL, BESS Model # : NULL, Battery System (BS) Manufacturer : Alpha-ESS, Battery System (BS) Model # : SMILE-BAT-13.3P, Number of BESS/BS in system : 3, Inverter manufacturer : Ginlong Technologies Co Ltd, Inverter model # : RHI-5K-48ES, Smart controller/meter manufacturer : NULL, Smart controller/meter model # : NULL, Current sensor manufacturer : NULL, Current sensor model # : NULL, Other major component manufacturer : NULL, Other major component model # : NULL, Other major component manufacturer : NULL, Other major component model # : NULL, Battery Brand : Alpha-ESS, SystemId : NULL
Date Added : 11-Nov-20, Reference # : HBS2064, HBS designation : Tesla Powerwall 2 AC (x2) with Backup Gateway, Inverter Capacity (Var) : 5000, Useable capacity (kWh) : 27, BESS manufacturer : Tesla, BESS Model # : Powerwall 2, Battery System (BS) Manufacturer : NULL, Battery System (BS) Model # : NULL, Number of BESS/BS in system : 2, Inverter manufacturer : NULL, Inverter model # : NULL, Smart controller/meter manufacturer : Tesla, Smart controller/meter model # : Backup Gateway, Current sensor manufacturer : NULL, Current sensor model # : NULL, Other major component manufacturer : NULL, Other major component model # : NULL, Other major component manufacturer : NULL, Other major component model # : NULL, Battery Brand : Tesla, SystemId : NULL
Date Added : 11-Nov-20, Reference # : HBS2065, HBS designation : Energizer Homepower HP-6M, Inverter Capacity (Var) : 3600, Useable capacity (kWh) : 5.8, BESS manufacturer : Enertek Holdings Pty Ltd, BESS Model # : HP-6M, Battery System (BS) Manufacturer : NULL, Battery System (BS) Model # : NULL, Number of BESS/BS in system : 1, Inverter manufacturer : NULL, Inverter model # : NULL, Smart controller/meter manufacturer : NULL, Smart controller/meter model # : NULL, Current sensor manufacturer : NULL, Current sensor model # : NULL, Other major component manufacturer : NULL, Other major component model # : NULL, Other major component manufacturer : NULL, Other major component model # : NULL, Battery Brand : Energizer, SystemId : NULL
Date Added : 11-Nov-20, Reference # : HBS2066, HBS designation : Energizer Homepower HP-6M/1S, Inverter Capacity (Var) : 3600, Useable capacity (kWh) : 11.6, BESS manufacturer : Enertek Holdings Pty Ltd, BESS Model # : HP-6M/1S, Battery System (BS) Manufacturer : NULL, Battery System (BS) Model # : NULL, Number of BESS/BS in system : 1, Inverter manufacturer : NULL, Inverter model # : NULL, Smart controller/meter manufacturer : NULL, Smart controller/meter model # : NULL, Current sensor manufacturer : NULL, Current sensor model # : NULL, Other major component manufacturer : NULL, Other major component model # : NULL, Other major component manufacturer : NULL, Other major component model # : NULL, Battery Brand : Energizer, SystemId : NULL
Date Added : 11-Nov-20, Reference # : HBS2067, HBS designation : Energizer Homepower HP-6M/2S, Inverter Capacity (Var) : 3600, Useable capacity (kWh) : 17.4, BESS manufacturer : Enertek Holdings Pty Ltd, BESS Model # : HP-6M/2S, Battery System (BS) Manufacturer : NULL, Battery System (BS) Model # : NULL, Number of BESS/BS in system : 1, Inverter manufacturer : NULL, Inverter model # : NULL, Smart controller/meter manufacturer : NULL, Smart controller/meter model # : NULL, Current sensor manufacturer : NULL, Current sensor model # : NULL, Other major component manufacturer : NULL, Other major component model # : NULL, Other major component manufacturer : NULL, Other major component model # : NULL, Battery Brand : Energizer, SystemId : NULL
Date Added : 11-Nov-20, Reference # : HBS2068, HBS designation : Energizer Homepower HP-6M/3S, Inverter Capacity (Var) : 3600, Useable capacity (kWh) : 23.2, BESS manufacturer : Enertek Holdings Pty Ltd, BESS Model # : HP-6M/3S, Battery System (BS) Manufacturer : NULL, Battery System (BS) Model # : NULL, Number of BESS/BS in system : 1, Inverter manufacturer : NULL, Inverter model # : NULL, Smart controller/meter manufacturer : NULL, Smart controller/meter model # : NULL, Current sensor manufacturer : NULL, Current sensor model # : NULL, Other major component manufacturer : NULL, Other major component model # : NULL, Other major component manufacturer : NULL, Other major component model # : NULL, Battery Brand : Energizer, SystemId : NULL
Date Added : 11-Nov-20, Reference # : HBS2069, HBS designation : BYD LVS 4.0 w/ Sungrow SH5K-30 inverter, Inverter Capacity (Var) : 4990, Useable capacity (kWh) : 4, BESS manufacturer : NULL, BESS Model # : NULL, Battery System (BS) Manufacturer : BYD, Battery System (BS) Model # : LVS 4.0, Number of BESS/BS in system : 1, Inverter manufacturer : Sungrow, Inverter model # : SH5K-30, Smart controller/meter manufacturer : NULL, Smart controller/meter model # : NULL, Current sensor manufacturer : NULL, Current sensor model # : NULL, Other major component manufacturer : NULL, Other major component model # : NULL, Other major component manufacturer : NULL, Other major component model # : NULL, Battery Brand : BYD, SystemId : NULL
Date Added : 11-Nov-20, Reference # : HBS2070, HBS designation : BYD LVS 8.0 w/ Sungrow SH5K-30 inverter, Inverter Capacity (Var) : 4990, Useable capacity (kWh) : 8, BESS manufacturer : NULL, BESS Model # : NULL, Battery System (BS) Manufacturer : BYD, Battery System (BS) Model # : LVS 8.0, Number of BESS/BS in system : 1, Inverter manufacturer : Sungrow, Inverter model # : SH5K-30, Smart controller/meter manufacturer : NULL, Smart controller/meter model # : NULL, Current sensor manufacturer : NULL, Current sensor model # : NULL, Other major component manufacturer : NULL, Other major component model # : NULL, Other major component manufacturer : NULL, Other major component model # : NULL, Battery Brand : BYD, SystemId : NULL
Date Added : 11-Nov-20, Reference # : HBS2071, HBS designation : BYD LVS 12.0 w/ Sungrow SH5K-30 inverter, Inverter Capacity (Var) : 4990, Useable capacity (kWh) : 12, BESS manufacturer : NULL, BESS Model # : NULL, Battery System (BS) Manufacturer : BYD, Battery System (BS) Model # : LVS 12.0, Number of BESS/BS in system : 1, Inverter manufacturer : Sungrow, Inverter model # : SH5K-30, Smart controller/meter manufacturer : NULL, Smart controller/meter model # : NULL, Current sensor manufacturer : NULL, Current sensor model # : NULL, Other major component manufacturer : NULL, Other major component model # : NULL, Other major component manufacturer : NULL, Other major component model # : NULL, Battery Brand : BYD, SystemId : NULL
Date Added : 11-Nov-20, Reference # : HBS2072, HBS designation : BYD LVS 16.0 w/ Sungrow SH5K-30 inverter, Inverter Capacity (Var) : 4990, Useable capacity (kWh) : 16, BESS manufacturer : NULL, BESS Model # : NULL, Battery System (BS) Manufacturer : BYD, Battery System (BS) Model # : LVS 16.0, Number of BESS/BS in system : 1, Inverter manufacturer : Sungrow, Inverter model # : SH5K-30, Smart controller/meter manufacturer : NULL, Smart controller/meter model # : NULL, Current sensor manufacturer : NULL, Current sensor model # : NULL, Other major component manufacturer : NULL, Other major component model # : NULL, Other major component manufacturer : NULL, Other major component model # : NULL, Battery Brand : BYD, SystemId : NULL
Date Added : 11-Nov-20, Reference # : HBS2073, HBS designation : BYD LVS 20.0 w/ Sungrow SH5K-30 inverter, Inverter Capacity (Var) : 4990, Useable capacity (kWh) : 20, BESS manufacturer : NULL, BESS Model # : NULL, Battery System (BS) Manufacturer : BYD, Battery System (BS) Model # : LVS 20.0, Number of BESS/BS in system : 1, Inverter manufacturer : Sungrow, Inverter model # : SH5K-30, Smart controller/meter manufacturer : NULL, Smart controller/meter model # : NULL, Current sensor manufacturer : NULL, Current sensor model # : NULL, Other major component manufacturer : NULL, Other major component model # : NULL, Other major component manufacturer : NULL, Other major component model # : NULL, Battery Brand : BYD, SystemId : NULL
Date Added : 11-Nov-20, Reference # : HBS2074, HBS designation : BYD LVS 24.0 w/ Sungrow SH5K-30 inverter, Inverter Capacity (Var) : 4990, Useable capacity (kWh) : 24, BESS manufacturer : NULL, BESS Model # : NULL, Battery System (BS) Manufacturer : BYD, Battery System (BS) Model # : LVS 24.0, Number of BESS/BS in system : 1, Inverter manufacturer : Sungrow, Inverter model # : SH5K-30, Smart controller/meter manufacturer : NULL, Smart controller/meter model # : NULL, Current sensor manufacturer : NULL, Current sensor model # : NULL, Other major component manufacturer : NULL, Other major component model # : NULL, Other major component manufacturer : NULL, Other major component model # : NULL, Battery Brand : BYD, SystemId : NULL
Date Added : 17-Nov-20, Reference # : HBS2076, HBS designation : BYD Battery-Box Premium HVS 7.7/7.68kWh w/ Goodwe GW5KL-ET inverter, Inverter Capacity (Var) : 5000, Useable capacity (kWh) : 7.7, BESS manufacturer : NULL, BESS Model # : NULL, Battery System (BS) Manufacturer : BYD, Battery System (BS) Model # : Battery-Box Premium HVS 7.7/7.68kWh, Number of BESS/BS in system : 1, Inverter manufacturer : Goodwe, Inverter model # : GW5KL-ET, Smart controller/meter manufacturer : NULL, Smart controller/meter model # : NULL, Current sensor manufacturer : NULL, Current sensor model # : NULL, Other major component manufacturer : NULL, Other major component model # : NULL, Other major component manufacturer : NULL, Other major component model # : NULL, Battery Brand : BYD, SystemId : NULL
Date Added : 17-Nov-20, Reference # : HBS2077, HBS designation : BYD Battery-Box Premium HVS 10.2/10.24kWh w/ Goodwe GW5KL-ET inverter, Inverter Capacity (Var) : 5000, Useable capacity (kWh) : 10.2, BESS manufacturer : NULL, BESS Model # : NULL, Battery System (BS) Manufacturer : BYD, Battery System (BS) Model # : Battery-Box Premium HVS 10.2/10.24kWh, Number of BESS/BS in system : 1, Inverter manufacturer : Goodwe, Inverter model # : GW5KL-ET, Smart controller/meter manufacturer : NULL, Smart controller/meter model # : NULL, Current sensor manufacturer : NULL, Current sensor model # : NULL, Other major component manufacturer : NULL, Other major component model # : NULL, Other major component manufacturer : NULL, Other major component model # : NULL, Battery Brand : BYD, SystemId : NULL
Date Added : 17-Nov-20, Reference # : HBS2079, HBS designation : BYD Battery-Box Premium HVS 7.7/7.68kWh w/ Goodwe GW6KL-ET inverter, Inverter Capacity (Var) : 6000, Useable capacity (kWh) : 7.7, BESS manufacturer : NULL, BESS Model # : NULL, Battery System (BS) Manufacturer : BYD, Battery System (BS) Model # : Battery-Box Premium HVS 7.7/7.68kWh, Number of BESS/BS in system : 1, Inverter manufacturer : Goodwe, Inverter model # : GW6KL-ET, Smart controller/meter manufacturer : NULL, Smart controller/meter model # : NULL, Current sensor manufacturer : NULL, Current sensor model # : NULL, Other major component manufacturer : NULL, Other major component model # : NULL, Other major component manufacturer : NULL, Other major component model # : NULL, Battery Brand : BYD, SystemId : NULL
Date Added : 17-Nov-20, Reference # : HBS2080, HBS designation : BYD Battery-Box Premium HVS 10.2/10.24kWh w/ Goodwe GW6KL-ET inverter, Inverter Capacity (Var) : 6000, Useable capacity (kWh) : 10.2, BESS manufacturer : NULL, BESS Model # : NULL, Battery System (BS) Manufacturer : BYD, Battery System (BS) Model # : Battery-Box Premium HVS 10.2/10.24kWh, Number of BESS/BS in system : 1, Inverter manufacturer : Goodwe, Inverter model # : GW6KL-ET, Smart controller/meter manufacturer : NULL, Smart controller/meter model # : NULL, Current sensor manufacturer : NULL, Current sensor model # : NULL, Other major component manufacturer : NULL, Other major component model # : NULL, Other major component manufacturer : NULL, Other major component model # : NULL, Battery Brand : BYD, SystemId : NULL
Date Added : 17-Nov-20, Reference # : HBS2082, HBS designation : BYD Battery-Box Premium HVS 7.7/7.68kWh w/ Goodwe GW8KL-ET inverter, Inverter Capacity (Var) : 8000, Useable capacity (kWh) : 7.7, BESS manufacturer : NULL, BESS Model # : NULL, Battery System (BS) Manufacturer : BYD, Battery System (BS) Model # : Battery-Box Premium HVS 7.7/7.68kWh, Number of BESS/BS in system : 1, Inverter manufacturer : Goodwe, Inverter model # : GW8KL-ET, Smart controller/meter manufacturer : NULL, Smart controller/meter model # : NULL, Current sensor manufacturer : NULL, Current sensor model # : NULL, Other major component manufacturer : NULL, Other major component model # : NULL, Other major component manufacturer : NULL, Other major component model # : NULL, Battery Brand : BYD, SystemId : NULL
Date Added : 17-Nov-20, Reference # : HBS2083, HBS designation : BYD Battery-Box Premium HVS 10.2/10.24kWh w/ Goodwe GW8KL-ET inverter, Inverter Capacity (Var) : 8000, Useable capacity (kWh) : 10.2, BESS manufacturer : NULL, BESS Model # : NULL, Battery System (BS) Manufacturer : BYD, Battery System (BS) Model # : Battery-Box Premium HVS 10.2/10.24kWh, Number of BESS/BS in system : 1, Inverter manufacturer : Goodwe, Inverter model # : GW8KL-ET, Smart controller/meter manufacturer : NULL, Smart controller/meter model # : NULL, Current sensor manufacturer : NULL, Current sensor model # : NULL, Other major component manufacturer : NULL, Other major component model # : NULL, Other major component manufacturer : NULL, Other major component model # : NULL, Battery Brand : BYD, SystemId : NULL
Date Added : 17-Nov-20, Reference # : HBS2085, HBS designation : BYD Battery-Box Premium HVS 7.7/7.68kWh w/ Goodwe GW10KL-ET inverter, Inverter Capacity (Var) : 10000, Useable capacity (kWh) : 7.7, BESS manufacturer : NULL, BESS Model # : NULL, Battery System (BS) Manufacturer : BYD, Battery System (BS) Model # : Battery-Box Premium HVS 7.7/7.68kWh, Number of BESS/BS in system : 1, Inverter manufacturer : Goodwe, Inverter model # : GW10KL-ET, Smart controller/meter manufacturer : NULL, Smart controller/meter model # : NULL, Current sensor manufacturer : NULL, Current sensor model # : NULL, Other major component manufacturer : NULL, Other major component model # : NULL, Other major component manufacturer : NULL, Other major component model # : NULL, Battery Brand : BYD, SystemId : NULL
Date Added : 17-Nov-20, Reference # : HBS2086, HBS designation : BYD Battery-Box Premium HVS 10.2/10.24kWh w/ Goodwe GW10KL-ET inverter, Inverter Capacity (Var) : 10000, Useable capacity (kWh) : 10.2, BESS manufacturer : NULL, BESS Model # : NULL, Battery System (BS) Manufacturer : BYD, Battery System (BS) Model # : Battery-Box Premium HVS 10.2/10.24kWh, Number of BESS/BS in system : 1, Inverter manufacturer : Goodwe, Inverter model # : GW10KL-ET, Smart controller/meter manufacturer : NULL, Smart controller/meter model # : NULL, Current sensor manufacturer : NULL, Current sensor model # : NULL, Other major component manufacturer : NULL, Other major component model # : NULL, Other major component manufacturer : NULL, Other major component model # : NULL, Battery Brand : BYD, SystemId : NULL
Date Added : 17-Nov-20, Reference # : HBS2087, HBS designation : BYD Battery-Box Premium HVS 5.1/5.12kWh w/ Goodwe GW3600-EH inverter, Inverter Capacity (Var) : 3600, Useable capacity (kWh) : 5.1, BESS manufacturer : NULL, BESS Model # : NULL, Battery System (BS) Manufacturer : BYD, Battery System (BS) Model # : Battery-Box Premium HVS 5.1/5.12kWh, Number of BESS/BS in system : 1, Inverter manufacturer : Goodwe, Inverter model # : GW3600-EH, Smart controller/meter manufacturer : NULL, Smart controller/meter model # : NULL, Current sensor manufacturer : NULL, Current sensor model # : NULL, Other major component manufacturer : NULL, Other major component model # : NULL, Other major component manufacturer : NULL, Other major component model # : NULL, Battery Brand : BYD, SystemId : NULL
Date Added : 17-Nov-20, Reference # : HBS2088, HBS designation : BYD Battery-Box Premium HVS 7.7/7.68kWh w/ Goodwe GW3600-EH inverter, Inverter Capacity (Var) : 3600, Useable capacity (kWh) : 7.7, BESS manufacturer : NULL, BESS Model # : NULL, Battery System (BS) Manufacturer : BYD, Battery System (BS) Model # : Battery-Box Premium HVS 7.7/7.68kWh, Number of BESS/BS in system : 1, Inverter manufacturer : Goodwe, Inverter model # : GW3600-EH, Smart controller/meter manufacturer : NULL, Smart controller/meter model # : NULL, Current sensor manufacturer : NULL, Current sensor model # : NULL, Other major component manufacturer : NULL, Other major component model # : NULL, Other major component manufacturer : NULL, Other major component model # : NULL, Battery Brand : BYD, SystemId : NULL
Date Added : 17-Nov-20, Reference # : HBS2090, HBS designation : BYD Battery-Box Premium HVS 5.1/5.12kWh w/ Goodwe GW5000-EH inverter, Inverter Capacity (Var) : 5000, Useable capacity (kWh) : 5.1, BESS manufacturer : NULL, BESS Model # : NULL, Battery System (BS) Manufacturer : BYD, Battery System (BS) Model # : Battery-Box Premium HVS 5.1/5.12kWh, Number of BESS/BS in system : 1, Inverter manufacturer : Goodwe, Inverter model # : GW5000-EH, Smart controller/meter manufacturer : NULL, Smart controller/meter model # : NULL, Current sensor manufacturer : NULL, Current sensor model # : NULL, Other major component manufacturer : NULL, Other major component model # : NULL, Other major component manufacturer : NULL, Other major component model # : NULL, Battery Brand : BYD, SystemId : NULL
Date Added : 17-Nov-20, Reference # : HBS2091, HBS designation : BYD Battery-Box Premium HVS 7.7/7.68kWh w/ Goodwe GW5000-EH inverter, Inverter Capacity (Var) : 5000, Useable capacity (kWh) : 7.7, BESS manufacturer : NULL, BESS Model # : NULL, Battery System (BS) Manufacturer : BYD, Battery System (BS) Model # : Battery-Box Premium HVS 7.7/7.68kWh, Number of BESS/BS in system : 1, Inverter manufacturer : Goodwe, Inverter model # : GW5000-EH, Smart controller/meter manufacturer : NULL, Smart controller/meter model # : NULL, Current sensor manufacturer : NULL, Current sensor model # : NULL, Other major component manufacturer : NULL, Other major component model # : NULL, Other major component manufacturer : NULL, Other major component model # : NULL, Battery Brand : BYD, SystemId : NULL
Date Added : 17-Nov-20, Reference # : HBS2093, HBS designation : BYD Battery-Box Premium HVS 5.1/5.12kWh w/ Goodwe GW6000-EH inverter, Inverter Capacity (Var) : 6000, Useable capacity (kWh) : 5.1, BESS manufacturer : NULL, BESS Model # : NULL, Battery System (BS) Manufacturer : BYD, Battery System (BS) Model # : Battery-Box Premium HVS 5.1/5.12kWh, Number of BESS/BS in system : 1, Inverter manufacturer : Goodwe, Inverter model # : GW6000-EH, Smart controller/meter manufacturer : NULL, Smart controller/meter model # : NULL, Current sensor manufacturer : NULL, Current sensor model # : NULL, Other major component manufacturer : NULL, Other major component model # : NULL, Other major component manufacturer : NULL, Other major component model # : NULL, Battery Brand : BYD, SystemId : NULL
Date Added : 17-Nov-20, Reference # : HBS2094, HBS designation : BYD Battery-Box Premium HVS 7.7/7.68kWh w/ Goodwe GW6000-EH inverter, Inverter Capacity (Var) : 6000, Useable capacity (kWh) : 7.7, BESS manufacturer : NULL, BESS Model # : NULL, Battery System (BS) Manufacturer : BYD, Battery System (BS) Model # : Battery-Box Premium HVS 7.7/7.68kWh, Number of BESS/BS in system : 1, Inverter manufacturer : Goodwe, Inverter model # : GW6000-EH, Smart controller/meter manufacturer : NULL, Smart controller/meter model # : NULL, Current sensor manufacturer : NULL, Current sensor model # : NULL, Other major component manufacturer : NULL, Other major component model # : NULL, Other major component manufacturer : NULL, Other major component model # : NULL, Battery Brand : BYD, SystemId : NULL
Date Added : 17-Nov-20, Reference # : HBS2096, HBS designation : Alpha-ESS SMILE-BAT-10.1PX1 w/ RHI-5K-48ES-5G inverter, Inverter Capacity (Var) : 5000, Useable capacity (kWh) : 9.1, BESS manufacturer : NULL, BESS Model # : NULL, Battery System (BS) Manufacturer : Alpha-ESS, Battery System (BS) Model # : SMILE-BAT-10.1P, Number of BESS/BS in system : 1, Inverter manufacturer : Ginlong Technologies Co Ltd, Inverter model # : RHI-5K-48ES-5G, Smart controller/meter manufacturer : NULL, Smart controller/meter model # : NULL, Current sensor manufacturer : NULL, Current sensor model # : NULL, Other major component manufacturer : NULL, Other major component model # : NULL, Other major component manufacturer : NULL, Other major component model # : NULL, Battery Brand : Alpha-ESS, SystemId : NULL
Date Added : 17-Nov-20, Reference # : HBS2097, HBS designation : Alpha-ESS SMILE-BAT-10.1PX2 w/ RHI-5K-48ES-5G inverter, Inverter Capacity (Var) : 5000, Useable capacity (kWh) : 18.2, BESS manufacturer : NULL, BESS Model # : NULL, Battery System (BS) Manufacturer : Alpha-ESS, Battery System (BS) Model # : SMILE-BAT-10.1P, Number of BESS/BS in system : 2, Inverter manufacturer : Ginlong Technologies Co Ltd, Inverter model # : RHI-5K-48ES-5G, Smart controller/meter manufacturer : NULL, Smart controller/meter model # : NULL, Current sensor manufacturer : NULL, Current sensor model # : NULL, Other major component manufacturer : NULL, Other major component model # : NULL, Other major component manufacturer : NULL, Other major component model # : NULL, Battery Brand : Alpha-ESS, SystemId : NULL
Date Added : 17-Nov-20, Reference # : HBS2098, HBS designation : Alpha-ESS SMILE-BAT-10.1PX3 w/ RHI-5K-48ES-5G inverter, Inverter Capacity (Var) : 5000, Useable capacity (kWh) : 27.3, BESS manufacturer : NULL, BESS Model # : NULL, Battery System (BS) Manufacturer : Alpha-ESS, Battery System (BS) Model # : SMILE-BAT-10.1P, Number of BESS/BS in system : 3, Inverter manufacturer : Ginlong Technologies Co Ltd, Inverter model # : RHI-5K-48ES-5G, Smart controller/meter manufacturer : NULL, Smart controller/meter model # : NULL, Current sensor manufacturer : NULL, Current sensor model # : NULL, Other major component manufacturer : NULL, Other major component model # : NULL, Other major component manufacturer : NULL, Other major component model # : NULL, Battery Brand : Alpha-ESS, SystemId : NULL
Date Added : 17-Nov-20, Reference # : HBS2099, HBS designation : Alpha-ESS SMILE-BAT-10.3PX1 w/ RHI-5K-48ES-5G inverter, Inverter Capacity (Var) : 5000, Useable capacity (kWh) : 9.3, BESS manufacturer : NULL, BESS Model # : NULL, Battery System (BS) Manufacturer : Alpha-ESS, Battery System (BS) Model # : SMILE-BAT-10.3P, Number of BESS/BS in system : 1, Inverter manufacturer : Ginlong Technologies Co Ltd, Inverter model # : RHI-5K-48ES-5G, Smart controller/meter manufacturer : NULL, Smart controller/meter model # : NULL, Current sensor manufacturer : NULL, Current sensor model # : NULL, Other major component manufacturer : NULL, Other major component model # : NULL, Other major component manufacturer : NULL, Other major component model # : NULL, Battery Brand : Alpha-ESS, SystemId : NULL
Date Added : 17-Nov-20, Reference # : HBS2100, HBS designation : Alpha-ESS SMILE-BAT-10.3PX2 w/ RHI-5K-48ES-5G inverter, Inverter Capacity (Var) : 5000, Useable capacity (kWh) : 18.6, BESS manufacturer : NULL, BESS Model # : NULL, Battery System (BS) Manufacturer : Alpha-ESS, Battery System (BS) Model # : SMILE-BAT-10.3P, Number of BESS/BS in system : 2, Inverter manufacturer : Ginlong Technologies Co Ltd, Inverter model # : RHI-5K-48ES-5G, Smart controller/meter manufacturer : NULL, Smart controller/meter model # : NULL, Current sensor manufacturer : NULL, Current sensor model # : NULL, Other major component manufacturer : NULL, Other major component model # : NULL, Other major component manufacturer : NULL, Other major component model # : NULL, Battery Brand : Alpha-ESS, SystemId : NULL
Date Added : 17-Nov-20, Reference # : HBS2101, HBS designation : Alpha-ESS SMILE-BAT-10.3PX3 w/ RHI-5K-48ES-5G inverter, Inverter Capacity (Var) : 5000, Useable capacity (kWh) : 27.9, BESS manufacturer : NULL, BESS Model # : NULL, Battery System (BS) Manufacturer : Alpha-ESS, Battery System (BS) Model # : SMILE-BAT-10.3P, Number of BESS/BS in system : 3, Inverter manufacturer : Ginlong Technologies Co Ltd, Inverter model # : RHI-5K-48ES-5G, Smart controller/meter manufacturer : NULL, Smart controller/meter model # : NULL, Current sensor manufacturer : NULL, Current sensor model # : NULL, Other major component manufacturer : NULL, Other major component model # : NULL, Other major component manufacturer : NULL, Other major component model # : NULL, Battery Brand : Alpha-ESS, SystemId : NULL
Date Added : 17-Nov-20, Reference # : HBS2102, HBS designation : Alpha-ESS SMILE-BAT-13.3PX1 w/ RHI-5K-48ES-5G inverter, Inverter Capacity (Var) : 5000, Useable capacity (kWh) : 13.3, BESS manufacturer : NULL, BESS Model # : NULL, Battery System (BS) Manufacturer : Alpha-ESS, Battery System (BS) Model # : SMILE-BAT-13.3P, Number of BESS/BS in system : 1, Inverter manufacturer : Ginlong Technologies Co Ltd, Inverter model # : RHI-5K-48ES-5G, Smart controller/meter manufacturer : NULL, Smart controller/meter model # : NULL, Current sensor manufacturer : NULL, Current sensor model # : NULL, Other major component manufacturer : NULL, Other major component model # : NULL, Other major component manufacturer : NULL, Other major component model # : NULL, Battery Brand : Alpha-ESS, SystemId : NULL
Date Added : 17-Nov-20, Reference # : HBS2103, HBS designation : Alpha-ESS SMILE-BAT-13.3PX2 w/ RHI-5K-48ES-5G inverter, Inverter Capacity (Var) : 5000, Useable capacity (kWh) : 26.6, BESS manufacturer : NULL, BESS Model # : NULL, Battery System (BS) Manufacturer : Alpha-ESS, Battery System (BS) Model # : SMILE-BAT-13.3P, Number of BESS/BS in system : 2, Inverter manufacturer : Ginlong Technologies Co Ltd, Inverter model # : RHI-5K-48ES-5G, Smart controller/meter manufacturer : NULL, Smart controller/meter model # : NULL, Current sensor manufacturer : NULL, Current sensor model # : NULL, Other major component manufacturer : NULL, Other major component model # : NULL, Other major component manufacturer : NULL, Other major component model # : NULL, Battery Brand : Alpha-ESS, SystemId : NULL
Date Added : 17-Nov-20, Reference # : HBS2104, HBS designation : Alpha-ESS SMILE-BAT-13.3PX3 w/ RHI-5K-48ES-5G inverter, Inverter Capacity (Var) : 5000, Useable capacity (kWh) : 39.9, BESS manufacturer : NULL, BESS Model # : NULL, Battery System (BS) Manufacturer : Alpha-ESS, Battery System (BS) Model # : SMILE-BAT-13.3P, Number of BESS/BS in system : 3, Inverter manufacturer : Ginlong Technologies Co Ltd, Inverter model # : RHI-5K-48ES-5G, Smart controller/meter manufacturer : NULL, Smart controller/meter model # : NULL, Current sensor manufacturer : NULL, Current sensor model # : NULL, Other major component manufacturer : NULL, Other major component model # : NULL, Other major component manufacturer : NULL, Other major component model # : NULL, Battery Brand : Alpha-ESS, SystemId : NULL

## Sheet3
Sr no | Warmed up | Language | Service name | Init duration | Billed duration | Max memory used | Resources configured | Duration
1 | No | JAVA | Shop_now_home | 348.58 ms | 2750 ms | 102 MB | 512 MB | 2749.99 ms
2 | YES | Nodejs | Shop_now_home | 207.70 ms | 12100 ms | 102 MB | 512 MB | 12099.46 ms
3 | NO | JAVA | Shop_now_home |  | 249 ms | 100 MB | 512 MB | 248.68 ms
4 | YES | Nodejs | Shop_now_home |  | 10149 ms | 107 MB | 512 MB | 10148.32 ms